## Instruction
Title | COBie
Version | 2
Release | 4
Status | IFC2x3
Region | en-UK
Purpose |  | From | Till | Count | Ratio | Key | This spreadsheet supports the exchange of building, system and product information through the life of the project.
Outline |  | 0 | 2015-04-16 | 16845 | 18.6581 | Additional information per Object | Individual worksheets are organized by project phase as shown below
All Phases | Sheet | From | Till | Count | Ratio | Key | Contents
| Contact | 0 | 0 | 2 | 0.0023337 | Contacts per Object | People and Companies
Early Design Worksheets | Sheet | From | Till | Count | Ratio | Key | Contents
| Facility | 0 | 0 | 1
| Floor | 0 | 0 | 9 | 9 | Floors per Facility | Vertical levels and exterior areas
| Space | 0 | 0 | 22 | 2.4444 | Spaces per Floor | Spaces
| Zone | 0 | 0 | 4 | 5.5 | Spaces per Zone | Sets of spaces sharing a specific attribute
| Type | 0 | 0 | 183 | 3.4863 | Components per Type | Types of equipment, products, and materials
Detailed Design Worksheets | Sheet | From | Till | Count | Ratio | Key | Contents
| Component | 0 | 0 | 638 | 29 | Components per Space | Individually named or schedule items
| System | 0 | 0 | 0 | #DIV/0! | Components per System | Sets of components providing a service
| Assembly |  |  | 0 | 0 | Assemblies per Object | Constituents for Types, Components and others
| Connection |  |  | 0 | 0 | Connections per Object | Logical connections between components
| Impact |  |  | 0 | 0 | Impacts per Object | Economic, Environmental and Social Impacts at various stages in the life cycle
Construction Worksheets | Sheet | From | Till | Count | Ratio | Key | Contents
Note: submittals and approvals added on Documents
Note: manufacturer and model added on Type
Note: serial and tag added on Component
Operations and Maintenance Worksheets | Sheet | From | Till | Count | Ratio | Key | Contents
| Spare |  |  | 0 | 0 | Spares per Type | Onsite and replacement parts
| Resource |  |  | 0 | 0 | Resources per Type | Required materials, tools, and training
| Job |  |  | 0 | 0 | Jobs per Type | PM, Safety, and other job plans
Note: warranty information added on Type
All Phases | Sheet | From | Till | Count | Ratio | Key | Contents
| Document | 2015-04-16 | 2015-04-16 | 7 | 0.008168 | Documents per Object | All applicable document references
| Attribute | 0 | 0 | 15981 | 18.6476 | Attributes per Object | Properties of referenced item
| Coordinate |  |  | 0 | 0 | Coordinates per Object | Spatial locations in box, line, or point format
| Issue |  |  | 0 | 0 | Issues per Object | Other issues remaining at handover.
Legend
| text | [5 empty] | required
| text | [5 empty] | reference to other sheet or pick list
| text | [5 empty] | external reference
| text | [5 empty] | if specified as required
| text | [5 empty] | secondary information when preparing product data
NOTES:
Note: Regional, owner, or product specific data may be added as new columns to the right of standard template columns.
Note: Regional classification codes may be substituted for the specifiable picklists used in the United States.
Copyright | USACE ERDC | (c) 2006-2011
Formulas:
From = IF([Count]>0,MIN(Document!C:C),"")
From = IF([Count]>0,MIN(Attribute!C:C),"")
Till = IF([Count]>0,MAX(Document!C:C),"")
Till = IF([Count]>0,MAX(Attribute!C:C),"")

## Contact
Email | CreatedBy | CreatedOn | Category | Company | Phone | ExternalSystem | ExternalObject | ExternalIdentifier | Department | OrganizationCode | GivenName | FamilyName | Street | PostalBox | Town | StateRegion | PostalCode | Country
steve.lockley@bimacademy.ac.uk | n/a | 1900-12-31T23:59:59 | n/a | UNN | n/a | n/a | n/a | n/a | n/a | n/a | Steve | Lockley | n/a | n/a | n/a | n/a | n/a | n/a
claudio.benghi@northumbria.ac.uk | n/a | 1900-12-31T23:59:59 | n/a | UNN | n/a | n/a | n/a | n/a | n/a | n/a | Claudio | Benghi | n/a | n/a | n/a | n/a | n/a | n/a

## Facility
Name | CreatedBy | CreatedOn | Category | ProjectName | SiteName | LinearUnits | AreaUnits | VolumeUnits | CurrencyUnit | AreaMeasurement | ExternalSystem | ExternalProjectObject | ExternalProjectIdentifier | ExternalSiteObject | ExternalSiteIdentifier | ExternalFacilityObject | ExternalFacilityIdentifier | Description | ProjectDescription | SiteDescription | Phase
LakeSide | n/a | 1900-12-31T23:59:59 | n/a | 001 | n/a | millimeters | squaremeters | cubicmeters | n/a | n/a | xBIM from Autodesk Revit 2014 (ENU) | IfcProject | 97 | IfcSite | 805065 | IfcBuilding | 105 | n/a | n/a | n/a | n/a

## Floor
Name | CreatedBy | CreatedOn | Category | ExtSystem | ExtObject | ExtIdentifier | Description | Elevation | Height
DMD Ref Level | n/a | 1900-12-31T23:59:59 | n/a | xBIM from Autodesk Revit 2014 (ENU) | IfcBuildingStorey | 116 | n/a | -3600 | n/a
Low Tide | n/a | 1900-12-31T23:59:59 | n/a | xBIM from Autodesk Revit 2014 (ENU) | IfcBuildingStorey | 122 | n/a | -2940 | n/a
High Tide | n/a | 1900-12-31T23:59:59 | n/a | xBIM from Autodesk Revit 2014 (ENU) | IfcBuildingStorey | 128 | n/a | -1490 | n/a
DECK BEAMS | n/a | 1900-12-31T23:59:59 | n/a | xBIM from Autodesk Revit 2014 (ENU) | IfcBuildingStorey | 134 | n/a | -155 | n/a
Ground Floor | n/a | 1900-12-31T23:59:59 | n/a | xBIM from Autodesk Revit 2014 (ENU) | IfcBuildingStorey | 138 | n/a | 0 | n/a
Lower Roof - Slab Level | n/a | 1900-12-31T23:59:59 | n/a | xBIM from Autodesk Revit 2014 (ENU) | IfcBuildingStorey | 144 | n/a | 3200 | n/a
Roof Over Main Beams | n/a | 1900-12-31T23:59:59 | n/a | xBIM from Autodesk Revit 2014 (ENU) | IfcBuildingStorey | 150 | n/a | 4000 | n/a
Top of Steel | n/a | 1900-12-31T23:59:59 | n/a | xBIM from Autodesk Revit 2014 (ENU) | IfcBuildingStorey | 156 | n/a | 5575 | n/a
Top of Roof | n/a | 1900-12-31T23:59:59 | n/a | xBIM from Autodesk Revit 2014 (ENU) | IfcBuildingStorey | 162 | n/a | 5850 | n/a

## Space
Name | CreatedBy | CreatedOn | Category | FloorName | Description | ExtSystem | ExtObject | ExtIdentifier | RoomTag | UsableHeight | GrossArea | NetArea
20BOH.07 | n/a | 1900-12-31T23:59:59 | n/a | Ground Floor | n/a | xBIM from Autodesk Revit 2014 (ENU) | IfcSpace | 188 | Janitor 20BOH.07 | n/a | 4.0513 | 4.0513
20WC.03 | n/a | 1900-12-31T23:59:59 | n/a | Ground Floor | n/a | xBIM from Autodesk Revit 2014 (ENU) | IfcSpace | 317 | Male Toilet 20WC.03 | n/a | 17.163 | 17.163
20WC.04 | n/a | 1900-12-31T23:59:59 | n/a | Ground Floor | n/a | xBIM from Autodesk Revit 2014 (ENU) | IfcSpace | 412 | Female Toliet 20WC.04 | n/a | 15.6627 | 15.6627
20WC.02 | n/a | 1900-12-31T23:59:59 | n/a | Ground Floor | n/a | xBIM from Autodesk Revit 2014 (ENU) | IfcSpace | 482 | Disabled Toilet 20WC.02 | n/a | 3.85 | 3.85
20BOH.14 | n/a | 1900-12-31T23:59:59 | n/a | Ground Floor | n/a | xBIM from Autodesk Revit 2014 (ENU) | IfcSpace | 558 | Plant/Battery 20BOH.14 | n/a | 8.1509 | 8.1509
20WC.01 | n/a | 1900-12-31T23:59:59 | n/a | Ground Floor | n/a | xBIM from Autodesk Revit 2014 (ENU) | IfcSpace | 651 | Restroom Lobby 20WC.01 | n/a | 8.6708 | 8.6708
20BOH.01 | n/a | 1900-12-31T23:59:59 | n/a | Ground Floor | n/a | xBIM from Autodesk Revit 2014 (ENU) | IfcSpace | 768 | Open Kitchen 20BOH.01 | n/a | 45.4545 | 45.4545
20BOH.08 | n/a | 1900-12-31T23:59:59 | n/a | Ground Floor | n/a | xBIM from Autodesk Revit 2014 (ENU) | IfcSpace | 855 | Pot Washing 20BOH.08 | n/a | 3.8138 | 3.8138
20BOH.06 | n/a | 1900-12-31T23:59:59 | n/a | Ground Floor | n/a | xBIM from Autodesk Revit 2014 (ENU) | IfcSpace | 925 | Waste Room 20BOH.06 | n/a | 4.6582 | 4.6582
20BOH.04 | n/a | 1900-12-31T23:59:59 | n/a | Ground Floor | n/a | xBIM from Autodesk Revit 2014 (ENU) | IfcSpace | 995 | Chiller Room 20BOH.04 | n/a | 8.2759 | 8.2759
20BOH.10 | n/a | 1900-12-31T23:59:59 | n/a | Ground Floor | n/a | xBIM from Autodesk Revit 2014 (ENU) | IfcSpace | 1065 | Store 20BOH.10 | n/a | 5.1282 | 5.1282
20BOH.6 | n/a | 1900-12-31T23:59:59 | n/a | Ground Floor | n/a | xBIM from Autodesk Revit 2014 (ENU) | IfcSpace | 1135 | LV Room 20BOH.6 | n/a | 6.7662 | 6.7662
20BOH.12 | n/a | 1900-12-31T23:59:59 | n/a | Ground Floor | n/a | xBIM from Autodesk Revit 2014 (ENU) | IfcSpace | 1216 | Public Health/Water Services 20BOH.12 | n/a | 16.082 | 16.082
20WC.06 | n/a | 1900-12-31T23:59:59 | n/a | Ground Floor | n/a | xBIM from Autodesk Revit 2014 (ENU) | IfcSpace | 1286 | Female Change 20WC.06 | n/a | 3.5302 | 3.5302
20WC.07 | n/a | 1900-12-31T23:59:59 | n/a | Ground Floor | n/a | xBIM from Autodesk Revit 2014 (ENU) | IfcSpace | 1356 | Male Change 20WC.07 | n/a | 3.5302 | 3.5302
20WC.05 | n/a | 1900-12-31T23:59:59 | n/a | Ground Floor | n/a | xBIM from Autodesk Revit 2014 (ENU) | IfcSpace | 1426 | Staff Toilet 20WC.05 | n/a | 2.4596 | 2.4596
20BOH.05 | n/a | 1900-12-31T23:59:59 | n/a | Ground Floor | n/a | xBIM from Autodesk Revit 2014 (ENU) | IfcSpace | 1519 | BOH Holding Space 20BOH.05 | n/a | 6.6877 | 6.6877
20INT.04 | n/a | 1900-12-31T23:59:59 | n/a | Ground Floor | n/a | xBIM from Autodesk Revit 2014 (ENU) | IfcSpace | 1589 | Entry Lobby 20INT.04 | n/a | 17.2029 | 17.2029
20INT.01 | n/a | 1900-12-31T23:59:59 | n/a | Ground Floor | n/a | xBIM from Autodesk Revit 2014 (ENU) | IfcSpace | 1733 | Main Dining 20INT.01 | n/a | 255.6691 | 255.6691
20BOH.02 | n/a | 1900-12-31T23:59:59 | n/a | Ground Floor | n/a | xBIM from Autodesk Revit 2014 (ENU) | IfcSpace | 1846 | BOH Circ. 20BOH.02 | n/a | 23.9285 | 23.9285
20BOH.03 | n/a | 1900-12-31T23:59:59 | n/a | Ground Floor | n/a | xBIM from Autodesk Revit 2014 (ENU) | IfcSpace | 1941 | Washing Area 20BOH.03 | n/a | 11.684 | 11.684
20BOH.09 | n/a | 1900-12-31T23:59:59 | n/a | Ground Floor | n/a | xBIM from Autodesk Revit 2014 (ENU) | IfcSpace | 2011 | BOH Circ. 20BOH.09 | n/a | 2.8262 | 2.8262

## Zone
Name | CreatedBy | CreatedOn | Category | SpaceNames | ExtSystem | ExtObject | ExtIdentifier | Description
Toilets | n/a | 1900-12-31T23:59:59 | n/a | 20WC.03,20WC.02 | xBIM from Autodesk Revit 2014 (ENU) | IfcZone | 961869
Circulation | n/a | 1900-12-31T23:59:59 | n/a | 20WC.01 | xBIM from Autodesk Revit 2014 (ENU) | IfcZone | 961873
Private Areas | n/a | 1900-12-31T23:59:59 | n/a | 20BOH.01,20BOH.02 | xBIM from Autodesk Revit 2014 (ENU) | IfcZone | 961877
Dining Areas | n/a | 1900-12-31T23:59:59 | n/a | 20INT.01 | xBIM from Autodesk Revit 2014 (ENU) | IfcZone | 961881

## Type
Name | CreatedBy | CreatedOn | Category | Description | AssetType | Manufacturer | ModelNumber | WarrantyGuarantorParts | WarrantyDurationParts | WarrantyGuarantorLabor | WarrantyDurationLabor | WarrantyDurationUnit | ExtSystem | ExtObject | ExtIdentifier | ReplacementCost | ExpectedLife | DurationUnit | WarrantyDescription | NominalLength | NominalWidth | NominalHeight | ModelReference | Shape | Size | Color | Finish | Grade | Material | Constituents | Features | AccessibilityPerformance | CodePerformance | SustainabilityPerformance | Length | Area
500mm | n/a | 1900-12-31T23:59:59 | n/a | n/a | n/a | n/a | n/a | n/a | n/a | n/a | n/a | n/a | xBIM from Autodesk Revit 2014 (ENU) | IfcColumnType | 3171 | n/a | n/a | n/a | n/a | n/a | n/a | n/a | n/a | n/a | n/a | n/a | n/a | n/a | n/a | n/a | n/a | n/a | n/a | n/a
500mm | n/a | 1900-12-31T23:59:59 | n/a | n/a | n/a | n/a | n/a | n/a | n/a | n/a | n/a | n/a | xBIM from Autodesk Revit 2014 (ENU) | IfcColumnType | 3281 | n/a | n/a | n/a | n/a | n/a | n/a | n/a | n/a | n/a | n/a | n/a | n/a | n/a | n/a | n/a | n/a | n/a | n/a | n/a
500mm | n/a | 1900-12-31T23:59:59 | n/a | n/a | n/a | n/a | n/a | n/a | n/a | n/a | n/a | n/a | xBIM from Autodesk Revit 2014 (ENU) | IfcColumnType | 3359 | n/a | n/a | n/a | n/a | n/a | n/a | n/a | n/a | n/a | n/a | n/a | n/a | n/a | n/a | n/a | n/a | n/a | n/a | n/a
500mm | n/a | 1900-12-31T23:59:59 | n/a | n/a | n/a | n/a | n/a | n/a | n/a | n/a | n/a | n/a | xBIM from Autodesk Revit 2014 (ENU) | IfcColumnType | 3437 | n/a | n/a | n/a | n/a | n/a | n/a | n/a | n/a | n/a | n/a | n/a | n/a | n/a | n/a | n/a | n/a | n/a | n/a | n/a
500mm | n/a | 1900-12-31T23:59:59 | n/a | n/a | n/a | n/a | n/a | n/a | n/a | n/a | n/a | n/a | xBIM from Autodesk Revit 2014 (ENU) | IfcColumnType | 3515 | n/a | n/a | n/a | n/a | n/a | n/a | n/a | n/a | n/a | n/a | n/a | n/a | n/a | n/a | n/a | n/a | n/a | n/a | n/a
500mm | n/a | 1900-12-31T23:59:59 | n/a | n/a | n/a | n/a | n/a | n/a | n/a | n/a | n/a | n/a | xBIM from Autodesk Revit 2014 (ENU) | IfcColumnType | 3593 | n/a | n/a | n/a | n/a | n/a | n/a | n/a | n/a | n/a | n/a | n/a | n/a | n/a | n/a | n/a | n/a | n/a | n/a | n/a
500mm | n/a | 1900-12-31T23:59:59 | n/a | n/a | n/a | n/a | n/a | n/a | n/a | n/a | n/a | n/a | xBIM from Autodesk Revit 2014 (ENU) | IfcColumnType | 3671 | n/a | n/a | n/a | n/a | n/a | n/a | n/a | n/a | n/a | n/a | n/a | n/a | n/a | n/a | n/a | n/a | n/a | n/a | n/a
500mm | n/a | 1900-12-31T23:59:59 | n/a | n/a | n/a | n/a | n/a | n/a | n/a | n/a | n/a | n/a | xBIM from Autodesk Revit 2014 (ENU) | IfcColumnType | 3750 | n/a | n/a | n/a | n/a | n/a | n/a | n/a | n/a | n/a | n/a | n/a | n/a | n/a | n/a | n/a | n/a | n/a | n/a | n/a
500mm | n/a | 1900-12-31T23:59:59 | n/a | n/a | n/a | n/a | n/a | n/a | n/a | n/a | n/a | n/a | xBIM from Autodesk Revit 2014 (ENU) | IfcColumnType | 3885 | n/a | n/a | n/a | n/a | n/a | n/a | n/a | n/a | n/a | n/a | n/a | n/a | n/a | n/a | n/a | n/a | n/a | n/a | n/a
500mm | n/a | 1900-12-31T23:59:59 | n/a | n/a | n/a | n/a | n/a | n/a | n/a | n/a | n/a | n/a | xBIM from Autodesk Revit 2014 (ENU) | IfcColumnType | 3963 | n/a | n/a | n/a | n/a | n/a | n/a | n/a | n/a | n/a | n/a | n/a | n/a | n/a | n/a | n/a | n/a | n/a | n/a | n/a
500mm | n/a | 1900-12-31T23:59:59 | n/a | n/a | n/a | n/a | n/a | n/a | n/a | n/a | n/a | n/a | xBIM from Autodesk Revit 2014 (ENU) | IfcColumnType | 4041 | n/a | n/a | n/a | n/a | n/a | n/a | n/a | n/a | n/a | n/a | n/a | n/a | n/a | n/a | n/a | n/a | n/a | n/a | n/a
500mm | n/a | 1900-12-31T23:59:59 | n/a | n/a | n/a | n/a | n/a | n/a | n/a | n/a | n/a | n/a | xBIM from Autodesk Revit 2014 (ENU) | IfcColumnType | 4119 | n/a | n/a | n/a | n/a | n/a | n/a | n/a | n/a | n/a | n/a | n/a | n/a | n/a | n/a | n/a | n/a | n/a | n/a | n/a
500mm | n/a | 1900-12-31T23:59:59 | n/a | n/a | n/a | n/a | n/a | n/a | n/a | n/a | n/a | n/a | xBIM from Autodesk Revit 2014 (ENU) | IfcColumnType | 4197 | n/a | n/a | n/a | n/a | n/a | n/a | n/a | n/a | n/a | n/a | n/a | n/a | n/a | n/a | n/a | n/a | n/a | n/a | n/a
500mm | n/a | 1900-12-31T23:59:59 | n/a | n/a | n/a | n/a | n/a | n/a | n/a | n/a | n/a | n/a | xBIM from Autodesk Revit 2014 (ENU) | IfcColumnType | 4275 | n/a | n/a | n/a | n/a | n/a | n/a | n/a | n/a | n/a | n/a | n/a | n/a | n/a | n/a | n/a | n/a | n/a | n/a | n/a
500mm | n/a | 1900-12-31T23:59:59 | n/a | n/a | n/a | n/a | n/a | n/a | n/a | n/a | n/a | n/a | xBIM from Autodesk Revit 2014 (ENU) | IfcColumnType | 4353 | n/a | n/a | n/a | n/a | n/a | n/a | n/a | n/a | n/a | n/a | n/a | n/a | n/a | n/a | n/a | n/a | n/a | n/a | n/a
500mm | n/a | 1900-12-31T23:59:59 | n/a | n/a | n/a | n/a | n/a | n/a | n/a | n/a | n/a | n/a | xBIM from Autodesk Revit 2014 (ENU) | IfcColumnType | 4431 | n/a | n/a | n/a | n/a | n/a | n/a | n/a | n/a | n/a | n/a | n/a | n/a | n/a | n/a | n/a | n/a | n/a | n/a | n/a
500mm | n/a | 1900-12-31T23:59:59 | n/a | n/a | n/a | n/a | n/a | n/a | n/a | n/a | n/a | n/a | xBIM from Autodesk Revit 2014 (ENU) | IfcColumnType | 4509 | n/a | n/a | n/a | n/a | n/a | n/a | n/a | n/a | n/a | n/a | n/a | n/a | n/a | n/a | n/a | n/a | n/a | n/a | n/a
500mm | n/a | 1900-12-31T23:59:59 | n/a | n/a | n/a | n/a | n/a | n/a | n/a | n/a | n/a | n/a | xBIM from Autodesk Revit 2014 (ENU) | IfcColumnType | 4587 | n/a | n/a | n/a | n/a | n/a | n/a | n/a | n/a | n/a | n/a | n/a | n/a | n/a | n/a | n/a | n/a | n/a | n/a | n/a
500mm | n/a | 1900-12-31T23:59:59 | n/a | n/a | n/a | n/a | n/a | n/a | n/a | n/a | n/a | n/a | xBIM from Autodesk Revit 2014 (ENU) | IfcColumnType | 4665 | n/a | n/a | n/a | n/a | n/a | n/a | n/a | n/a | n/a | n/a | n/a | n/a | n/a | n/a | n/a | n/a | n/a | n/a | n/a
500mm | n/a | 1900-12-31T23:59:59 | n/a | n/a | n/a | n/a | n/a | n/a | n/a | n/a | n/a | n/a | xBIM from Autodesk Revit 2014 (ENU) | IfcColumnType | 4743 | n/a | n/a | n/a | n/a | n/a | n/a | n/a | n/a | n/a | n/a | n/a | n/a | n/a | n/a | n/a | n/a | n/a | n/a | n/a
500mm | n/a | 1900-12-31T23:59:59 | n/a | n/a | n/a | n/a | n/a | n/a | n/a | n/a | n/a | n/a | xBIM from Autodesk Revit 2014 (ENU) | IfcColumnType | 4821 | n/a | n/a | n/a | n/a | n/a | n/a | n/a | n/a | n/a | n/a | n/a | n/a | n/a | n/a | n/a | n/a | n/a | n/a | n/a
500mm | n/a | 1900-12-31T23:59:59 | n/a | n/a | n/a | n/a | n/a | n/a | n/a | n/a | n/a | n/a | xBIM from Autodesk Revit 2014 (ENU) | IfcColumnType | 4899 | n/a | n/a | n/a | n/a | n/a | n/a | n/a | n/a | n/a | n/a | n/a | n/a | n/a | n/a | n/a | n/a | n/a | n/a | n/a
500mm | n/a | 1900-12-31T23:59:59 | n/a | n/a | n/a | n/a | n/a | n/a | n/a | n/a | n/a | n/a | xBIM from Autodesk Revit 2014 (ENU) | IfcColumnType | 4977 | n/a | n/a | n/a | n/a | n/a | n/a | n/a | n/a | n/a | n/a | n/a | n/a | n/a | n/a | n/a | n/a | n/a | n/a | n/a
500mm | n/a | 1900-12-31T23:59:59 | n/a | n/a | n/a | n/a | n/a | n/a | n/a | n/a | n/a | n/a | xBIM from Autodesk Revit 2014 (ENU) | IfcColumnType | 5055 | n/a | n/a | n/a | n/a | n/a | n/a | n/a | n/a | n/a | n/a | n/a | n/a | n/a | n/a | n/a | n/a | n/a | n/a | n/a
500mm | n/a | 1900-12-31T23:59:59 | n/a | n/a | n/a | n/a | n/a | n/a | n/a | n/a | n/a | n/a | xBIM from Autodesk Revit 2014 (ENU) | IfcColumnType | 5133 | n/a | n/a | n/a | n/a | n/a | n/a | n/a | n/a | n/a | n/a | n/a | n/a | n/a | n/a | n/a | n/a | n/a | n/a | n/a
500mm | n/a | 1900-12-31T23:59:59 | n/a | n/a | n/a | n/a | n/a | n/a | n/a | n/a | n/a | n/a | xBIM from Autodesk Revit 2014 (ENU) | IfcColumnType | 5211 | n/a | n/a | n/a | n/a | n/a | n/a | n/a | n/a | n/a | n/a | n/a | n/a | n/a | n/a | n/a | n/a | n/a | n/a | n/a
500mm | n/a | 1900-12-31T23:59:59 | n/a | n/a | n/a | n/a | n/a | n/a | n/a | n/a | n/a | n/a | xBIM from Autodesk Revit 2014 (ENU) | IfcColumnType | 5289 | n/a | n/a | n/a | n/a | n/a | n/a | n/a | n/a | n/a | n/a | n/a | n/a | n/a | n/a | n/a | n/a | n/a | n/a | n/a
500mm | n/a | 1900-12-31T23:59:59 | n/a | n/a | n/a | n/a | n/a | n/a | n/a | n/a | n/a | n/a | xBIM from Autodesk Revit 2014 (ENU) | IfcColumnType | 5367 | n/a | n/a | n/a | n/a | n/a | n/a | n/a | n/a | n/a | n/a | n/a | n/a | n/a | n/a | n/a | n/a | n/a | n/a | n/a
500mm | n/a | 1900-12-31T23:59:59 | n/a | n/a | n/a | n/a | n/a | n/a | n/a | n/a | n/a | n/a | xBIM from Autodesk Revit 2014 (ENU) | IfcColumnType | 5445 | n/a | n/a | n/a | n/a | n/a | n/a | n/a | n/a | n/a | n/a | n/a | n/a | n/a | n/a | n/a | n/a | n/a | n/a | n/a
500mm | n/a | 1900-12-31T23:59:59 | n/a | n/a | n/a | n/a | n/a | n/a | n/a | n/a | n/a | n/a | xBIM from Autodesk Revit 2014 (ENU) | IfcColumnType | 5523 | n/a | n/a | n/a | n/a | n/a | n/a | n/a | n/a | n/a | n/a | n/a | n/a | n/a | n/a | n/a | n/a | n/a | n/a | n/a
Basic Wall:nbl_Clad_CemBnddPbrd-MtlFrm-MmbPolyethWthrBarr-InsulFF-Blk200_TYPE A | n/a | 1900-12-31T23:59:59 | n/a | n/a | n/a | n/a | n/a | n/a | n/a | n/a | n/a | n/a | xBIM from Autodesk Revit 2014 (ENU) | IfcWallType | 5962 | n/a | n/a | n/a | n/a | n/a | n/a | n/a | n/a | n/a | n/a | n/a | n/a | n/a | n/a | n/a | n/a | n/a | n/a | n/a
Basic Wall:nbl_Int_PlstrGyp-Blck140-PlstrGyp_TYPE A | n/a | 1900-12-31T23:59:59 | n/a | n/a | n/a | n/a | n/a | n/a | n/a | n/a | n/a | n/a | xBIM from Autodesk Revit 2014 (ENU) | IfcWallType | 7909 | n/a | n/a | n/a | n/a | n/a | n/a | n/a | n/a | n/a | n/a | n/a | n/a | n/a | n/a | n/a | n/a | n/a | n/a | n/a
Basic Wall:nbl_Int_PlstrbrdGyp-GalvStlStud-PlstrbrdGyp | n/a | 1900-12-31T23:59:59 | n/a | n/a | n/a | n/a | n/a | n/a | n/a | n/a | n/a | n/a | xBIM from Autodesk Revit 2014 (ENU) | IfcWallType | 9385 | n/a | n/a | n/a | n/a | n/a | n/a | n/a | n/a | n/a | n/a | n/a | n/a | n/a | n/a | n/a | n/a | n/a | n/a | n/a
Basic Wall:nbl_Int_Concept_80mm | n/a | 1900-12-31T23:59:59 | n/a | n/a | n/a | n/a | n/a | n/a | n/a | n/a | n/a | n/a | xBIM from Autodesk Revit 2014 (ENU) | IfcWallType | 12278 | n/a | n/a | n/a | n/a | n/a | n/a | n/a | n/a | n/a | n/a | n/a | n/a | n/a | n/a | n/a | n/a | n/a | n/a | n/a
Curtain Wall:SL52CurtainWallingSystem | n/a | 1900-12-31T23:59:59 | n/a | n/a | n/a | n/a | n/a | n/a | n/a | n/a | n/a | n/a | xBIM from Autodesk Revit 2014 (ENU) | IfcCurtainWallType | 18428 | n/a | n/a | n/a | n/a | n/a | n/a | n/a | n/a | n/a | n/a | n/a | n/a | n/a | n/a | n/a | n/a | n/a | n/a | n/a
1900x2660mm | n/a | 1900-12-31T23:59:59 | 25-50-20/120 | n/a | n/a | n/a | n/a | n/a | n/a | n/a | n/a | n/a | xBIM from Autodesk Revit 2014 (ENU) | IfcBuildingElementProxyType | 29635 | n/a | n/a | n/a | n/a | n/a | n/a | n/a | n/a | n/a | n/a | n/a | n/a | n/a | n/a | n/a | n/a | n/a | n/a | n/a
200 X 400 | n/a | 1900-12-31T23:59:59 | n/a | n/a | n/a | n/a | n/a | n/a | n/a | n/a | n/a | n/a | xBIM from Autodesk Revit 2014 (ENU) | IfcColumnType | 95054 | n/a | n/a | n/a | n/a | n/a | n/a | n/a | n/a | n/a | n/a | n/a | n/a | n/a | n/a | n/a | n/a | n/a | n/a | n/a
200 X 400 | n/a | 1900-12-31T23:59:59 | n/a | n/a | n/a | n/a | n/a | n/a | n/a | n/a | n/a | n/a | xBIM from Autodesk Revit 2014 (ENU) | IfcColumnType | 95382 | n/a | n/a | n/a | n/a | n/a | n/a | n/a | n/a | n/a | n/a | n/a | n/a | n/a | n/a | n/a | n/a | n/a | n/a | n/a
200 X 400 | n/a | 1900-12-31T23:59:59 | n/a | n/a | n/a | n/a | n/a | n/a | n/a | n/a | n/a | n/a | xBIM from Autodesk Revit 2014 (ENU) | IfcColumnType | 95461 | n/a | n/a | n/a | n/a | n/a | n/a | n/a | n/a | n/a | n/a | n/a | n/a | n/a | n/a | n/a | n/a | n/a | n/a | n/a
200 X 400 | n/a | 1900-12-31T23:59:59 | n/a | n/a | n/a | n/a | n/a | n/a | n/a | n/a | n/a | n/a | xBIM from Autodesk Revit 2014 (ENU) | IfcColumnType | 95540 | n/a | n/a | n/a | n/a | n/a | n/a | n/a | n/a | n/a | n/a | n/a | n/a | n/a | n/a | n/a | n/a | n/a | n/a | n/a
200 X 400 | n/a | 1900-12-31T23:59:59 | n/a | n/a | n/a | n/a | n/a | n/a | n/a | n/a | n/a | n/a | xBIM from Autodesk Revit 2014 (ENU) | IfcColumnType | 95620 | n/a | n/a | n/a | n/a | n/a | n/a | n/a | n/a | n/a | n/a | n/a | n/a | n/a | n/a | n/a | n/a | n/a | n/a | n/a
200 X 400 | n/a | 1900-12-31T23:59:59 | n/a | n/a | n/a | n/a | n/a | n/a | n/a | n/a | n/a | n/a | xBIM from Autodesk Revit 2014 (ENU) | IfcColumnType | 95699 | n/a | n/a | n/a | n/a | n/a | n/a | n/a | n/a | n/a | n/a | n/a | n/a | n/a | n/a | n/a | n/a | n/a | n/a | n/a
200 X 400 | n/a | 1900-12-31T23:59:59 | n/a | n/a | n/a | n/a | n/a | n/a | n/a | n/a | n/a | n/a | xBIM from Autodesk Revit 2014 (ENU) | IfcColumnType | 95959 | n/a | n/a | n/a | n/a | n/a | n/a | n/a | n/a | n/a | n/a | n/a | n/a | n/a | n/a | n/a | n/a | n/a | n/a | n/a
240 X 200 | n/a | 1900-12-31T23:59:59 | n/a | n/a | n/a | n/a | n/a | n/a | n/a | n/a | n/a | n/a | xBIM from Autodesk Revit 2014 (ENU) | IfcColumnType | 96035 | n/a | n/a | n/a | n/a | n/a | n/a | n/a | n/a | n/a | n/a | n/a | n/a | n/a | n/a | n/a | n/a | n/a | n/a | n/a
200 X 200 | n/a | 1900-12-31T23:59:59 | n/a | n/a | n/a | n/a | n/a | n/a | n/a | n/a | n/a | n/a | xBIM from Autodesk Revit 2014 (ENU) | IfcColumnType | 96125 | n/a | n/a | n/a | n/a | n/a | n/a | n/a | n/a | n/a | n/a | n/a | n/a | n/a | n/a | n/a | n/a | n/a | n/a | n/a
1010X2100 | n/a | 1900-12-31T23:59:59 | 25-50-20/120A | n/a | n/a | n/a | n/a | n/a | n/a | n/a | n/a | n/a | xBIM from Autodesk Revit 2014 (ENU) | IfcDoorStyle | 96481 | n/a | n/a | n/a | n/a | n/a | n/a | n/a | n/a | n/a | n/a | n/a | n/a | n/a | n/a | n/a | n/a | n/a | n/a | n/a
1010X2100 | n/a | 1900-12-31T23:59:59 | 25-50-20/120A | n/a | n/a | n/a | n/a | n/a | n/a | n/a | n/a | n/a | xBIM from Autodesk Revit 2014 (ENU) | IfcDoorStyle | 99357 | n/a | n/a | n/a | n/a | n/a | n/a | n/a | n/a | n/a | n/a | n/a | n/a | n/a | n/a | n/a | n/a | n/a | n/a | n/a
1010X2100 | n/a | 1900-12-31T23:59:59 | 25-50-20/120A | n/a | n/a | n/a | n/a | n/a | n/a | n/a | n/a | n/a | xBIM from Autodesk Revit 2014 (ENU) | IfcDoorStyle | 99791 | n/a | n/a | n/a | n/a | n/a | n/a | n/a | n/a | n/a | n/a | n/a | n/a | n/a | n/a | n/a | n/a | n/a | n/a | n/a
1810X2100 | n/a | 1900-12-31T23:59:59 | 25-50-20/120B | n/a | n/a | n/a | n/a | n/a | n/a | n/a | n/a | n/a | xBIM from Autodesk Revit 2014 (ENU) | IfcDoorStyle | 105802 | n/a | n/a | n/a | n/a | n/a | n/a | n/a | n/a | n/a | n/a | n/a | n/a | n/a | n/a | n/a | n/a | n/a | n/a | n/a
1710X2100 | n/a | 1900-12-31T23:59:59 | 25-50-20/120C | n/a | n/a | n/a | n/a | n/a | n/a | n/a | n/a | n/a | xBIM from Autodesk Revit 2014 (ENU) | IfcDoorStyle | 107262 | n/a | n/a | n/a | n/a | n/a | n/a | n/a | n/a | n/a | n/a | n/a | n/a | n/a | n/a | n/a | n/a | n/a | n/a | n/a
1710X2100 | n/a | 1900-12-31T23:59:59 | 25-50-20/120C | n/a | n/a | n/a | n/a | n/a | n/a | n/a | n/a | n/a | xBIM from Autodesk Revit 2014 (ENU) | IfcDoorStyle | 146691 | n/a | n/a | n/a | n/a | n/a | n/a | n/a | n/a | n/a | n/a | n/a | n/a | n/a | n/a | n/a | n/a | n/a | n/a | n/a
1010X2100 | n/a | 1900-12-31T23:59:59 | 25-50-20/120D | n/a | n/a | n/a | n/a | n/a | n/a | n/a | n/a | n/a | xBIM from Autodesk Revit 2014 (ENU) | IfcDoorStyle | 181312 | n/a | n/a | n/a | n/a | n/a | n/a | n/a | n/a | n/a | n/a | n/a | n/a | n/a | n/a | n/a | n/a | n/a | n/a | n/a
1010X2100 | n/a | 1900-12-31T23:59:59 | 25-50-20/120D | n/a | n/a | n/a | n/a | n/a | n/a | n/a | n/a | n/a | xBIM from Autodesk Revit 2014 (ENU) | IfcDoorStyle | 215770 | n/a | n/a | n/a | n/a | n/a | n/a | n/a | n/a | n/a | n/a | n/a | n/a | n/a | n/a | n/a | n/a | n/a | n/a | n/a
910X2100 | n/a | 1900-12-31T23:59:59 | 25-50-20/120D | n/a | n/a | n/a | n/a | n/a | n/a | n/a | n/a | n/a | xBIM from Autodesk Revit 2014 (ENU) | IfcDoorStyle | 248919 | n/a | n/a | n/a | n/a | n/a | n/a | n/a | n/a | n/a | n/a | n/a | n/a | n/a | n/a | n/a | n/a | n/a | n/a | n/a
nbl_DoorsetSystem_AssaAbloy_SelectDoorFive_1000x2100mm-NFR | n/a | 1900-12-31T23:59:59 | 25-50-20/120 | n/a | n/a | n/a | n/a | n/a | n/a | n/a | n/a | n/a | xBIM from Autodesk Revit 2014 (ENU) | IfcDoorStyle | 255079 | n/a | n/a | n/a | n/a | n/a | n/a | n/a | n/a | n/a | n/a | n/a | n/a | n/a | n/a | n/a | n/a | n/a | n/a | n/a
1010X2100 | n/a | 1900-12-31T23:59:59 | 25-50-20/120D | n/a | n/a | n/a | n/a | n/a | n/a | n/a | n/a | n/a | xBIM from Autodesk Revit 2014 (ENU) | IfcDoorStyle | 289611 | n/a | n/a | n/a | n/a | n/a | n/a | n/a | n/a | n/a | n/a | n/a | n/a | n/a | n/a | n/a | n/a | n/a | n/a | n/a
910X2100 | n/a | 1900-12-31T23:59:59 | 25-50-20/120D | n/a | n/a | n/a | n/a | n/a | n/a | n/a | n/a | n/a | xBIM from Autodesk Revit 2014 (ENU) | IfcDoorStyle | 322752 | n/a | n/a | n/a | n/a | n/a | n/a | n/a | n/a | n/a | n/a | n/a | n/a | n/a | n/a | n/a | n/a | n/a | n/a | n/a
910X2100 | n/a | 1900-12-31T23:59:59 | 25-50-20/120D | n/a | n/a | n/a | n/a | n/a | n/a | n/a | n/a | n/a | xBIM from Autodesk Revit 2014 (ENU) | IfcDoorStyle | 355899 | n/a | n/a | n/a | n/a | n/a | n/a | n/a | n/a | n/a | n/a | n/a | n/a | n/a | n/a | n/a | n/a | n/a | n/a | n/a
Basic Wall:downpipe | n/a | 1900-12-31T23:59:59 | n/a | n/a | n/a | n/a | n/a | n/a | n/a | n/a | n/a | n/a | xBIM from Autodesk Revit 2014 (ENU) | IfcWallType | 408677 | n/a | n/a | n/a | n/a | n/a | n/a | n/a | n/a | n/a | n/a | n/a | n/a | n/a | n/a | n/a | n/a | n/a | n/a | n/a
600 mm | n/a | 1900-12-31T23:59:59 | 45-35-72/360 | n/a | n/a | n/a | n/a | n/a | n/a | n/a | n/a | n/a | xBIM from Autodesk Revit 2014 (ENU) | IfcFurnitureType | 415230 | n/a | n/a | n/a | n/a | n/a | n/a | n/a | n/a | n/a | n/a | n/a | n/a | n/a | n/a | n/a | n/a | n/a | n/a | n/a
600 mm | n/a | 1900-12-31T23:59:59 | 45-35-72/360 | n/a | n/a | n/a | n/a | n/a | n/a | n/a | n/a | n/a | xBIM from Autodesk Revit 2014 (ENU) | IfcFurnitureType | 421265 | n/a | n/a | n/a | n/a | n/a | n/a | n/a | n/a | n/a | n/a | n/a | n/a | n/a | n/a | n/a | n/a | n/a | n/a | n/a
Type 1 | n/a | 1900-12-31T23:59:59 | 45-35-72/360 | n/a | n/a | n/a | n/a | n/a | n/a | n/a | n/a | n/a | xBIM from Autodesk Revit 2014 (ENU) | IfcFurnitureType | 428814 | n/a | n/a | n/a | n/a | n/a | n/a | n/a | n/a | n/a | n/a | n/a | n/a | n/a | n/a | n/a | n/a | n/a | n/a | n/a
Type 1 | n/a | 1900-12-31T23:59:59 | 45-35-72/380 | n/a | n/a | n/a | n/a | n/a | n/a | n/a | n/a | n/a | xBIM from Autodesk Revit 2014 (ENU) | IfcFurnitureType | 434250 | n/a | n/a | n/a | n/a | n/a | n/a | n/a | n/a | n/a | n/a | n/a | n/a | n/a | n/a | n/a | n/a | n/a | n/a | n/a
150x400 | n/a | 1900-12-31T23:59:59 | 45-35-72/354 | n/a | n/a | n/a | n/a | n/a | n/a | n/a | n/a | n/a | xBIM from Autodesk Revit 2014 (ENU) | IfcFurnitureType | 434406 | n/a | n/a | n/a | n/a | n/a | n/a | n/a | n/a | n/a | n/a | n/a | n/a | n/a | n/a | n/a | n/a | n/a | n/a | n/a
Type 1 | n/a | 1900-12-31T23:59:59 | 45-35-72/334 | n/a | n/a | n/a | n/a | n/a | n/a | n/a | n/a | n/a | xBIM from Autodesk Revit 2014 (ENU) | IfcFurnitureType | 435685 | n/a | n/a | n/a | n/a | n/a | n/a | n/a | n/a | n/a | n/a | n/a | n/a | n/a | n/a | n/a | n/a | n/a | n/a | n/a
Type 1 | n/a | 1900-12-31T23:59:59 | 45-35-72/358 | n/a | n/a | n/a | n/a | n/a | n/a | n/a | n/a | n/a | xBIM from Autodesk Revit 2014 (ENU) | IfcFurnitureType | 435848 | n/a | n/a | n/a | n/a | n/a | n/a | n/a | n/a | n/a | n/a | n/a | n/a | n/a | n/a | n/a | n/a | n/a | n/a | n/a
Type 1 | n/a | 1900-12-31T23:59:59 | 45-35-72/344B | n/a | n/a | n/a | n/a | n/a | n/a | n/a | n/a | n/a | xBIM from Autodesk Revit 2014 (ENU) | IfcFurnitureType | 436274 | n/a | n/a | n/a | n/a | n/a | n/a | n/a | n/a | n/a | n/a | n/a | n/a | n/a | n/a | n/a | n/a | n/a | n/a | n/a
Type 1 | n/a | 1900-12-31T23:59:59 | 45-35-72/382 | n/a | n/a | n/a | n/a | n/a | n/a | n/a | n/a | n/a | xBIM from Autodesk Revit 2014 (ENU) | IfcFurnitureType | 442501 | n/a | n/a | n/a | n/a | n/a | n/a | n/a | n/a | n/a | n/a | n/a | n/a | n/a | n/a | n/a | n/a | n/a | n/a | n/a
150x400 | n/a | 1900-12-31T23:59:59 | 45-35-72/354 | n/a | n/a | n/a | n/a | n/a | n/a | n/a | n/a | n/a | xBIM from Autodesk Revit 2014 (ENU) | IfcFurnitureType | 447876 | n/a | n/a | n/a | n/a | n/a | n/a | n/a | n/a | n/a | n/a | n/a | n/a | n/a | n/a | n/a | n/a | n/a | n/a | n/a
Type 1 | n/a | 1900-12-31T23:59:59 | 45-35-72/344A | n/a | n/a | n/a | n/a | n/a | n/a | n/a | n/a | n/a | xBIM from Autodesk Revit 2014 (ENU) | IfcFurnitureType | 452701 | n/a | n/a | n/a | n/a | n/a | n/a | n/a | n/a | n/a | n/a | n/a | n/a | n/a | n/a | n/a | n/a | n/a | n/a | n/a
Type 1 | n/a | 1900-12-31T23:59:59 | 45-35-72/350 | n/a | n/a | n/a | n/a | n/a | n/a | n/a | n/a | n/a | xBIM from Autodesk Revit 2014 (ENU) | IfcFurnitureType | 452899 | n/a | n/a | n/a | n/a | n/a | n/a | n/a | n/a | n/a | n/a | n/a | n/a | n/a | n/a | n/a | n/a | n/a | n/a | n/a
Basic Wall:nbl_Int_PlstrGyp-Blck140_TYPE A | n/a | 1900-12-31T23:59:59 | n/a | n/a | n/a | n/a | n/a | n/a | n/a | n/a | n/a | n/a | xBIM from Autodesk Revit 2014 (ENU) | IfcWallType | 457482 | n/a | n/a | n/a | n/a | n/a | n/a | n/a | n/a | n/a | n/a | n/a | n/a | n/a | n/a | n/a | n/a | n/a | n/a | n/a
HOK-PLF_Countertop | n/a | 1900-12-31T23:59:59 | n/a | n/a | n/a | n/a | n/a | n/a | n/a | n/a | n/a | n/a | xBIM from Autodesk Revit 2014 (ENU) | IfcBuildingElementProxyType | 460598 | n/a | n/a | n/a | n/a | n/a | n/a | n/a | n/a | n/a | n/a | n/a | n/a | n/a | n/a | n/a | n/a | n/a | n/a | n/a
HOK-PLF_Countertop | n/a | 1900-12-31T23:59:59 | n/a | n/a | n/a | n/a | n/a | n/a | n/a | n/a | n/a | n/a | xBIM from Autodesk Revit 2014 (ENU) | IfcBuildingElementProxyType | 471689 | n/a | n/a | n/a | n/a | n/a | n/a | n/a | n/a | n/a | n/a | n/a | n/a | n/a | n/a | n/a | n/a | n/a | n/a | n/a
200 X 200 | n/a | 1900-12-31T23:59:59 | n/a | n/a | n/a | n/a | n/a | n/a | n/a | n/a | n/a | n/a | xBIM from Autodesk Revit 2014 (ENU) | IfcColumnType | 475167 | n/a | n/a | n/a | n/a | n/a | n/a | n/a | n/a | n/a | n/a | n/a | n/a | n/a | n/a | n/a | n/a | n/a | n/a | n/a
150 X 400 | n/a | 1900-12-31T23:59:59 | n/a | n/a | n/a | n/a | n/a | n/a | n/a | n/a | n/a | n/a | xBIM from Autodesk Revit 2014 (ENU) | IfcColumnType | 475300 | n/a | n/a | n/a | n/a | n/a | n/a | n/a | n/a | n/a | n/a | n/a | n/a | n/a | n/a | n/a | n/a | n/a | n/a | n/a
200 X 200 | n/a | 1900-12-31T23:59:59 | n/a | n/a | n/a | n/a | n/a | n/a | n/a | n/a | n/a | n/a | xBIM from Autodesk Revit 2014 (ENU) | IfcColumnType | 475848 | n/a | n/a | n/a | n/a | n/a | n/a | n/a | n/a | n/a | n/a | n/a | n/a | n/a | n/a | n/a | n/a | n/a | n/a | n/a
200 X 400 | n/a | 1900-12-31T23:59:59 | n/a | n/a | n/a | n/a | n/a | n/a | n/a | n/a | n/a | n/a | xBIM from Autodesk Revit 2014 (ENU) | IfcColumnType | 475924 | n/a | n/a | n/a | n/a | n/a | n/a | n/a | n/a | n/a | n/a | n/a | n/a | n/a | n/a | n/a | n/a | n/a | n/a | n/a
150 X 400 | n/a | 1900-12-31T23:59:59 | n/a | n/a | n/a | n/a | n/a | n/a | n/a | n/a | n/a | n/a | xBIM from Autodesk Revit 2014 (ENU) | IfcColumnType | 476000 | n/a | n/a | n/a | n/a | n/a | n/a | n/a | n/a | n/a | n/a | n/a | n/a | n/a | n/a | n/a | n/a | n/a | n/a | n/a
150 X 400 | n/a | 1900-12-31T23:59:59 | n/a | n/a | n/a | n/a | n/a | n/a | n/a | n/a | n/a | n/a | xBIM from Autodesk Revit 2014 (ENU) | IfcColumnType | 476190 | n/a | n/a | n/a | n/a | n/a | n/a | n/a | n/a | n/a | n/a | n/a | n/a | n/a | n/a | n/a | n/a | n/a | n/a | n/a
Curtain Wall:_CurtianWall_SKYLIGHT | n/a | 1900-12-31T23:59:59 | n/a | n/a | n/a | n/a | n/a | n/a | n/a | n/a | n/a | n/a | xBIM from Autodesk Revit 2014 (ENU) | IfcCurtainWallType | 477416 | n/a | n/a | n/a | n/a | n/a | n/a | n/a | n/a | n/a | n/a | n/a | n/a | n/a | n/a | n/a | n/a | n/a | n/a | n/a
200 X 200 | n/a | 1900-12-31T23:59:59 | n/a | n/a | n/a | n/a | n/a | n/a | n/a | n/a | n/a | n/a | xBIM from Autodesk Revit 2014 (ENU) | IfcColumnType | 477583 | n/a | n/a | n/a | n/a | n/a | n/a | n/a | n/a | n/a | n/a | n/a | n/a | n/a | n/a | n/a | n/a | n/a | n/a | n/a
200 X 200 | n/a | 1900-12-31T23:59:59 | n/a | n/a | n/a | n/a | n/a | n/a | n/a | n/a | n/a | n/a | xBIM from Autodesk Revit 2014 (ENU) | IfcColumnType | 478585 | n/a | n/a | n/a | n/a | n/a | n/a | n/a | n/a | n/a | n/a | n/a | n/a | n/a | n/a | n/a | n/a | n/a | n/a | n/a
Type 1 | n/a | 1900-12-31T23:59:59 | 45-35-72/344A | n/a | n/a | n/a | n/a | n/a | n/a | n/a | n/a | n/a | xBIM from Autodesk Revit 2014 (ENU) | IfcFurnitureType | 479724 | n/a | n/a | n/a | n/a | n/a | n/a | n/a | n/a | n/a | n/a | n/a | n/a | n/a | n/a | n/a | n/a | n/a | n/a | n/a
Type 1 | n/a | 1900-12-31T23:59:59 | 45-35-72/348 | n/a | n/a | n/a | n/a | n/a | n/a | n/a | n/a | n/a | xBIM from Autodesk Revit 2014 (ENU) | IfcFurnitureType | 480067 | n/a | n/a | n/a | n/a | n/a | n/a | n/a | n/a | n/a | n/a | n/a | n/a | n/a | n/a | n/a | n/a | n/a | n/a | n/a
Basic Wall:Concrete_200mm | n/a | 1900-12-31T23:59:59 | n/a | n/a | n/a | n/a | n/a | n/a | n/a | n/a | n/a | n/a | xBIM from Autodesk Revit 2014 (ENU) | IfcWallType | 480696 | n/a | n/a | n/a | n/a | n/a | n/a | n/a | n/a | n/a | n/a | n/a | n/a | n/a | n/a | n/a | n/a | n/a | n/a | n/a
Basic Wall:nbl_MtlFurr-PlstrbrdGyp-PlstrbrdGyp_TYPE A | n/a | 1900-12-31T23:59:59 | n/a | n/a | n/a | n/a | n/a | n/a | n/a | n/a | n/a | n/a | xBIM from Autodesk Revit 2014 (ENU) | IfcWallType | 480851 | n/a | n/a | n/a | n/a | n/a | n/a | n/a | n/a | n/a | n/a | n/a | n/a | n/a | n/a | n/a | n/a | n/a | n/a | n/a
Basic Wall:nbl_Ext_CemRndr-InsulPF | n/a | 1900-12-31T23:59:59 | n/a | n/a | n/a | n/a | n/a | n/a | n/a | n/a | n/a | n/a | xBIM from Autodesk Revit 2014 (ENU) | IfcWallType | 517281 | n/a | n/a | n/a | n/a | n/a | n/a | n/a | n/a | n/a | n/a | n/a | n/a | n/a | n/a | n/a | n/a | n/a | n/a | n/a
Basic Wall:nbl_Ext_Stone-Cavity-InsulPF-Blk | n/a | 1900-12-31T23:59:59 | n/a | n/a | n/a | n/a | n/a | n/a | n/a | n/a | n/a | n/a | xBIM from Autodesk Revit 2014 (ENU) | IfcWallType | 519706 | n/a | n/a | n/a | n/a | n/a | n/a | n/a | n/a | n/a | n/a | n/a | n/a | n/a | n/a | n/a | n/a | n/a | n/a | n/a
Florence | n/a | 1900-12-31T23:59:59 | n/a | n/a | n/a | n/a | n/a | n/a | n/a | n/a | n/a | n/a | xBIM from Autodesk Revit 2014 (ENU) | IfcBuildingElementProxyType | 521220 | n/a | n/a | n/a | n/a | n/a | n/a | n/a | n/a | n/a | n/a | n/a | n/a | n/a | n/a | n/a | n/a | n/a | n/a | n/a
YinYin | n/a | 1900-12-31T23:59:59 | n/a | n/a | n/a | n/a | n/a | n/a | n/a | n/a | n/a | n/a | xBIM from Autodesk Revit 2014 (ENU) | IfcBuildingElementProxyType | 522404 | n/a | n/a | n/a | n/a | n/a | n/a | n/a | n/a | n/a | n/a | n/a | n/a | n/a | n/a | n/a | n/a | n/a | n/a | n/a
Alex | n/a | 1900-12-31T23:59:59 | n/a | n/a | n/a | n/a | n/a | n/a | n/a | n/a | n/a | n/a | xBIM from Autodesk Revit 2014 (ENU) | IfcBuildingElementProxyType | 523883 | n/a | n/a | n/a | n/a | n/a | n/a | n/a | n/a | n/a | n/a | n/a | n/a | n/a | n/a | n/a | n/a | n/a | n/a | n/a
Dwayne | n/a | 1900-12-31T23:59:59 | n/a | n/a | n/a | n/a | n/a | n/a | n/a | n/a | n/a | n/a | xBIM from Autodesk Revit 2014 (ENU) | IfcBuildingElementProxyType | 524973 | n/a | n/a | n/a | n/a | n/a | n/a | n/a | n/a | n/a | n/a | n/a | n/a | n/a | n/a | n/a | n/a | n/a | n/a | n/a
LaRon | n/a | 1900-12-31T23:59:59 | n/a | n/a | n/a | n/a | n/a | n/a | n/a | n/a | n/a | n/a | xBIM from Autodesk Revit 2014 (ENU) | IfcBuildingElementProxyType | 526154 | n/a | n/a | n/a | n/a | n/a | n/a | n/a | n/a | n/a | n/a | n/a | n/a | n/a | n/a | n/a | n/a | n/a | n/a | n/a
Tina | n/a | 1900-12-31T23:59:59 | n/a | n/a | n/a | n/a | n/a | n/a | n/a | n/a | n/a | n/a | xBIM from Autodesk Revit 2014 (ENU) | IfcBuildingElementProxyType | 527803 | n/a | n/a | n/a | n/a | n/a | n/a | n/a | n/a | n/a | n/a | n/a | n/a | n/a | n/a | n/a | n/a | n/a | n/a | n/a
Curtain Wall:_CurtianWall_SKYLIGHT SCREEN | n/a | 1900-12-31T23:59:59 | n/a | n/a | n/a | n/a | n/a | n/a | n/a | n/a | n/a | n/a | xBIM from Autodesk Revit 2014 (ENU) | IfcCurtainWallType | 539381 | n/a | n/a | n/a | n/a | n/a | n/a | n/a | n/a | n/a | n/a | n/a | n/a | n/a | n/a | n/a | n/a | n/a | n/a | n/a
Basic Wall:Concrete_140mm | n/a | 1900-12-31T23:59:59 | n/a | n/a | n/a | n/a | n/a | n/a | n/a | n/a | n/a | n/a | xBIM from Autodesk Revit 2014 (ENU) | IfcWallType | 578104 | n/a | n/a | n/a | n/a | n/a | n/a | n/a | n/a | n/a | n/a | n/a | n/a | n/a | n/a | n/a | n/a | n/a | n/a | n/a
Column_Surround | n/a | 1900-12-31T23:59:59 | n/a | n/a | n/a | n/a | n/a | n/a | n/a | n/a | n/a | n/a | xBIM from Autodesk Revit 2014 (ENU) | IfcColumnType | 578492 | n/a | n/a | n/a | n/a | n/a | n/a | n/a | n/a | n/a | n/a | n/a | n/a | n/a | n/a | n/a | n/a | n/a | n/a | n/a
Column_Surround | n/a | 1900-12-31T23:59:59 | n/a | n/a | n/a | n/a | n/a | n/a | n/a | n/a | n/a | n/a | xBIM from Autodesk Revit 2014 (ENU) | IfcColumnType | 578886 | n/a | n/a | n/a | n/a | n/a | n/a | n/a | n/a | n/a | n/a | n/a | n/a | n/a | n/a | n/a | n/a | n/a | n/a | n/a
Curtain Wall:_CurtainWall_Main Enclosure Transom | n/a | 1900-12-31T23:59:59 | n/a | n/a | n/a | n/a | n/a | n/a | n/a | n/a | n/a | n/a | xBIM from Autodesk Revit 2014 (ENU) | IfcCurtainWallType | 580957 | n/a | n/a | n/a | n/a | n/a | n/a | n/a | n/a | n/a | n/a | n/a | n/a | n/a | n/a | n/a | n/a | n/a | n/a | n/a
Curtain Wall:_CurtainWall_GenericExterior | n/a | 1900-12-31T23:59:59 | n/a | n/a | n/a | n/a | n/a | n/a | n/a | n/a | n/a | n/a | xBIM from Autodesk Revit 2014 (ENU) | IfcCurtainWallType | 582040 | n/a | n/a | n/a | n/a | n/a | n/a | n/a | n/a | n/a | n/a | n/a | n/a | n/a | n/a | n/a | n/a | n/a | n/a | n/a
Column_Surround | n/a | 1900-12-31T23:59:59 | n/a | n/a | n/a | n/a | n/a | n/a | n/a | n/a | n/a | n/a | xBIM from Autodesk Revit 2014 (ENU) | IfcColumnType | 582465 | n/a | n/a | n/a | n/a | n/a | n/a | n/a | n/a | n/a | n/a | n/a | n/a | n/a | n/a | n/a | n/a | n/a | n/a | n/a
200 X 400 | n/a | 1900-12-31T23:59:59 | n/a | n/a | n/a | n/a | n/a | n/a | n/a | n/a | n/a | n/a | xBIM from Autodesk Revit 2014 (ENU) | IfcColumnType | 583437 | n/a | n/a | n/a | n/a | n/a | n/a | n/a | n/a | n/a | n/a | n/a | n/a | n/a | n/a | n/a | n/a | n/a | n/a | n/a
3000x2200mm | n/a | 1900-12-31T23:59:59 | 25-50-20/180 | n/a | n/a | n/a | n/a | n/a | n/a | n/a | n/a | n/a | xBIM from Autodesk Revit 2014 (ENU) | IfcBuildingElementProxyType | 624340 | n/a | n/a | n/a | n/a | n/a | n/a | n/a | n/a | n/a | n/a | n/a | n/a | n/a | n/a | n/a | n/a | n/a | n/a | n/a
3000x2200mm | n/a | 1900-12-31T23:59:59 | 25-50-20/180 | n/a | n/a | n/a | n/a | n/a | n/a | n/a | n/a | n/a | xBIM from Autodesk Revit 2014 (ENU) | IfcBuildingElementProxyType | 627303 | n/a | n/a | n/a | n/a | n/a | n/a | n/a | n/a | n/a | n/a | n/a | n/a | n/a | n/a | n/a | n/a | n/a | n/a | n/a
Curtain Wall:_CurtainWall_Exterior Gate | n/a | 1900-12-31T23:59:59 | n/a | n/a | n/a | n/a | n/a | n/a | n/a | n/a | n/a | n/a | xBIM from Autodesk Revit 2014 (ENU) | IfcCurtainWallType | 633186 | n/a | n/a | n/a | n/a | n/a | n/a | n/a | n/a | n/a | n/a | n/a | n/a | n/a | n/a | n/a | n/a | n/a | n/a | n/a
910X2100 | n/a | 1900-12-31T23:59:59 | 25-50-20/120A | n/a | n/a | n/a | n/a | n/a | n/a | n/a | n/a | n/a | xBIM from Autodesk Revit 2014 (ENU) | IfcDoorStyle | 634179 | n/a | n/a | n/a | n/a | n/a | n/a | n/a | n/a | n/a | n/a | n/a | n/a | n/a | n/a | n/a | n/a | n/a | n/a | n/a
Ballustrade-Double Post | n/a | 1900-12-31T23:59:59 | n/a | n/a | n/a | n/a | n/a | n/a | n/a | n/a | n/a | n/a | xBIM from Autodesk Revit 2014 (ENU) | IfcBuildingElementProxyType | 635934 | n/a | n/a | n/a | n/a | n/a | n/a | n/a | n/a | n/a | n/a | n/a | n/a | n/a | n/a | n/a | n/a | n/a | n/a | n/a
Ballustrade-Double Post | n/a | 1900-12-31T23:59:59 | n/a | n/a | n/a | n/a | n/a | n/a | n/a | n/a | n/a | n/a | xBIM from Autodesk Revit 2014 (ENU) | IfcBuildingElementProxyType | 636106 | n/a | n/a | n/a | n/a | n/a | n/a | n/a | n/a | n/a | n/a | n/a | n/a | n/a | n/a | n/a | n/a | n/a | n/a | n/a
Ballustrade-Half Post | n/a | 1900-12-31T23:59:59 | n/a | n/a | n/a | n/a | n/a | n/a | n/a | n/a | n/a | n/a | xBIM from Autodesk Revit 2014 (ENU) | IfcBuildingElementProxyType | 636829 | n/a | n/a | n/a | n/a | n/a | n/a | n/a | n/a | n/a | n/a | n/a | n/a | n/a | n/a | n/a | n/a | n/a | n/a | n/a
Ballustrade-Half Post | n/a | 1900-12-31T23:59:59 | n/a | n/a | n/a | n/a | n/a | n/a | n/a | n/a | n/a | n/a | xBIM from Autodesk Revit 2014 (ENU) | IfcBuildingElementProxyType | 636950 | n/a | n/a | n/a | n/a | n/a | n/a | n/a | n/a | n/a | n/a | n/a | n/a | n/a | n/a | n/a | n/a | n/a | n/a | n/a
HOK-PLF_Countertop | n/a | 1900-12-31T23:59:59 | n/a | n/a | n/a | n/a | n/a | n/a | n/a | n/a | n/a | n/a | xBIM from Autodesk Revit 2014 (ENU) | IfcBuildingElementProxyType | 637872 | n/a | n/a | n/a | n/a | n/a | n/a | n/a | n/a | n/a | n/a | n/a | n/a | n/a | n/a | n/a | n/a | n/a | n/a | n/a
HOK-PLF_Countertop | n/a | 1900-12-31T23:59:59 | n/a | n/a | n/a | n/a | n/a | n/a | n/a | n/a | n/a | n/a | xBIM from Autodesk Revit 2014 (ENU) | IfcBuildingElementProxyType | 638027 | n/a | n/a | n/a | n/a | n/a | n/a | n/a | n/a | n/a | n/a | n/a | n/a | n/a | n/a | n/a | n/a | n/a | n/a | n/a
550x500x200 | n/a | 1900-12-31T23:59:59 | 35-70-70/124A | n/a | n/a | n/a | n/a | n/a | n/a | n/a | n/a | n/a | xBIM from Autodesk Revit 2014 (ENU) | IfcSanitaryTerminalType | 647453 | n/a | n/a | n/a | n/a | n/a | n/a | n/a | n/a | n/a | n/a | n/a | n/a | n/a | n/a | n/a | n/a | n/a | n/a | n/a
Curtain Wall:Curtain Wall 1 | n/a | 1900-12-31T23:59:59 | n/a | n/a | n/a | n/a | n/a | n/a | n/a | n/a | n/a | n/a | xBIM from Autodesk Revit 2014 (ENU) | IfcCurtainWallType | 649918 | n/a | n/a | n/a | n/a | n/a | n/a | n/a | n/a | n/a | n/a | n/a | n/a | n/a | n/a | n/a | n/a | n/a | n/a | n/a
Basic Wall:nbl_Clad_CemBnddPbrd-MtlFrm-MmbPolyethWthrBarr-InsulFF_TYPE B | n/a | 1900-12-31T23:59:59 | n/a | n/a | n/a | n/a | n/a | n/a | n/a | n/a | n/a | n/a | xBIM from Autodesk Revit 2014 (ENU) | IfcWallType | 656214 | n/a | n/a | n/a | n/a | n/a | n/a | n/a | n/a | n/a | n/a | n/a | n/a | n/a | n/a | n/a | n/a | n/a | n/a | n/a
Window-Framed Opening | n/a | 1900-12-31T23:59:59 | n/a | n/a | n/a | n/a | n/a | n/a | n/a | n/a | n/a | n/a | xBIM from Autodesk Revit 2014 (ENU) | IfcWindowStyle | 658566 | n/a | n/a | n/a | n/a | n/a | n/a | n/a | n/a | n/a | n/a | n/a | n/a | n/a | n/a | n/a | n/a | n/a | n/a | n/a
1010X2100 | n/a | 1900-12-31T23:59:59 | 25-50-20/120E | n/a | n/a | n/a | n/a | n/a | n/a | n/a | n/a | n/a | xBIM from Autodesk Revit 2014 (ENU) | IfcDoorStyle | 693307 | n/a | n/a | n/a | n/a | n/a | n/a | n/a | n/a | n/a | n/a | n/a | n/a | n/a | n/a | n/a | n/a | n/a | n/a | n/a
600x500x850 | n/a | 1900-12-31T23:59:59 | 35-70-70/124A | n/a | n/a | n/a | n/a | n/a | n/a | n/a | n/a | n/a | xBIM from Autodesk Revit 2014 (ENU) | IfcSanitaryTerminalType | 712305 | n/a | n/a | n/a | n/a | n/a | n/a | n/a | n/a | n/a | n/a | n/a | n/a | n/a | n/a | n/a | n/a | n/a | n/a | n/a
01 Start | n/a | 1900-12-31T23:59:59 | n/a | n/a | n/a | n/a | n/a | n/a | n/a | n/a | n/a | n/a | xBIM from Autodesk Revit 2014 (ENU) | IfcBuildingElementProxyType | 715868 | n/a | n/a | n/a | n/a | n/a | n/a | n/a | n/a | n/a | n/a | n/a | n/a | n/a | n/a | n/a | n/a | n/a | n/a | n/a
02 Middle | n/a | 1900-12-31T23:59:59 | n/a | n/a | n/a | n/a | n/a | n/a | n/a | n/a | n/a | n/a | xBIM from Autodesk Revit 2014 (ENU) | IfcBuildingElementProxyType | 716033 | n/a | n/a | n/a | n/a | n/a | n/a | n/a | n/a | n/a | n/a | n/a | n/a | n/a | n/a | n/a | n/a | n/a | n/a | n/a
03 End | n/a | 1900-12-31T23:59:59 | n/a | n/a | n/a | n/a | n/a | n/a | n/a | n/a | n/a | n/a | xBIM from Autodesk Revit 2014 (ENU) | IfcBuildingElementProxyType | 716186 | n/a | n/a | n/a | n/a | n/a | n/a | n/a | n/a | n/a | n/a | n/a | n/a | n/a | n/a | n/a | n/a | n/a | n/a | n/a
03 End | n/a | 1900-12-31T23:59:59 | n/a | n/a | n/a | n/a | n/a | n/a | n/a | n/a | n/a | n/a | xBIM from Autodesk Revit 2014 (ENU) | IfcBuildingElementProxyType | 716335 | n/a | n/a | n/a | n/a | n/a | n/a | n/a | n/a | n/a | n/a | n/a | n/a | n/a | n/a | n/a | n/a | n/a | n/a | n/a
Planter_HOK_M | n/a | 1900-12-31T23:59:59 | n/a | n/a | n/a | n/a | n/a | n/a | n/a | n/a | n/a | n/a | xBIM from Autodesk Revit 2014 (ENU) | IfcBuildingElementProxyType | 716442 | n/a | n/a | n/a | n/a | n/a | n/a | n/a | n/a | n/a | n/a | n/a | n/a | n/a | n/a | n/a | n/a | n/a | n/a | n/a
Pizza_oven | n/a | 1900-12-31T23:59:59 | n/a | n/a | n/a | n/a | n/a | n/a | n/a | n/a | n/a | n/a | xBIM from Autodesk Revit 2014 (ENU) | IfcBuildingElementProxyType | 717416 | n/a | n/a | n/a | n/a | n/a | n/a | n/a | n/a | n/a | n/a | n/a | n/a | n/a | n/a | n/a | n/a | n/a | n/a | n/a
furn_sys_bar | n/a | 1900-12-31T23:59:59 | n/a | n/a | n/a | n/a | n/a | n/a | n/a | n/a | n/a | n/a | xBIM from Autodesk Revit 2014 (ENU) | IfcSystemFurnitureElementType | 724243 | n/a | n/a | n/a | n/a | n/a | n/a | n/a | n/a | n/a | n/a | n/a | n/a | n/a | n/a | n/a | n/a | n/a | n/a | n/a
Bar Stool | n/a | 1900-12-31T23:59:59 | E2020200:Furniture & Accessories | n/a | n/a | n/a | n/a | n/a | n/a | n/a | n/a | n/a | xBIM from Autodesk Revit 2014 (ENU) | IfcFurnitureType | 747691 | n/a | n/a | n/a | n/a | n/a | n/a | n/a | n/a | n/a | n/a | n/a | n/a | n/a | n/a | n/a | n/a | n/a | n/a | n/a
610 x 610 x 860mm | n/a | 1900-12-31T23:59:59 | n/a | n/a | n/a | n/a | n/a | n/a | n/a | n/a | n/a | n/a | xBIM from Autodesk Revit 2014 (ENU) | IfcBuildingElementProxyType | 748241 | n/a | n/a | n/a | n/a | n/a | n/a | n/a | n/a | n/a | n/a | n/a | n/a | n/a | n/a | n/a | n/a | n/a | n/a | n/a
1500mm Diameter | n/a | 1900-12-31T23:59:59 | n/a | n/a | n/a | n/a | n/a | n/a | n/a | n/a | n/a | n/a | xBIM from Autodesk Revit 2014 (ENU) | IfcFurnitureType | 749379 | n/a | n/a | n/a | n/a | n/a | n/a | n/a | n/a | n/a | n/a | n/a | n/a | n/a | n/a | n/a | n/a | n/a | n/a | n/a
M_Chair | n/a | 1900-12-31T23:59:59 | n/a | n/a | n/a | n/a | n/a | n/a | n/a | n/a | n/a | n/a | xBIM from Autodesk Revit 2014 (ENU) | IfcFurnitureType | 760385 | n/a | n/a | n/a | n/a | n/a | n/a | n/a | n/a | n/a | n/a | n/a | n/a | n/a | n/a | n/a | n/a | n/a | n/a | n/a
1500mm Diameter | n/a | 1900-12-31T23:59:59 | n/a | n/a | n/a | n/a | n/a | n/a | n/a | n/a | n/a | n/a | xBIM from Autodesk Revit 2014 (ENU) | IfcFurnitureType | 764603 | n/a | n/a | n/a | n/a | n/a | n/a | n/a | n/a | n/a | n/a | n/a | n/a | n/a | n/a | n/a | n/a | n/a | n/a | n/a
M_Chair | n/a | 1900-12-31T23:59:59 | n/a | n/a | n/a | n/a | n/a | n/a | n/a | n/a | n/a | n/a | xBIM from Autodesk Revit 2014 (ENU) | IfcFurnitureType | 775564 | n/a | n/a | n/a | n/a | n/a | n/a | n/a | n/a | n/a | n/a | n/a | n/a | n/a | n/a | n/a | n/a | n/a | n/a | n/a
Table - High Level Cafe | n/a | 1900-12-31T23:59:59 | n/a | n/a | n/a | n/a | n/a | n/a | n/a | n/a | n/a | n/a | xBIM from Autodesk Revit 2014 (ENU) | IfcFurnitureType | 791823 | n/a | n/a | n/a | n/a | n/a | n/a | n/a | n/a | n/a | n/a | n/a | n/a | n/a | n/a | n/a | n/a | n/a | n/a | n/a
Centre-PnlInt_TYPE A | n/a | 1900-12-31T23:59:59 | 25-05-60/160A | n/a | n/a | n/a | n/a | n/a | n/a | n/a | n/a | n/a | xBIM from Autodesk Revit 2014 (ENU) | IfcFurnitureType | 792521 | n/a | n/a | n/a | n/a | n/a | n/a | n/a | n/a | n/a | n/a | n/a | n/a | n/a | n/a | n/a | n/a | n/a | n/a | n/a
Centre-PnlInt_TYPE B | n/a | 1900-12-31T23:59:59 | 25-05-60/160B | n/a | n/a | n/a | n/a | n/a | n/a | n/a | n/a | n/a | xBIM from Autodesk Revit 2014 (ENU) | IfcFurnitureType | 792847 | n/a | n/a | n/a | n/a | n/a | n/a | n/a | n/a | n/a | n/a | n/a | n/a | n/a | n/a | n/a | n/a | n/a | n/a | n/a
Left-Terminating-PnlInt_TYPE A | n/a | 1900-12-31T23:59:59 | 25-05-60/160B | n/a | n/a | n/a | n/a | n/a | n/a | n/a | n/a | n/a | xBIM from Autodesk Revit 2014 (ENU) | IfcFurnitureType | 793076 | n/a | n/a | n/a | n/a | n/a | n/a | n/a | n/a | n/a | n/a | n/a | n/a | n/a | n/a | n/a | n/a | n/a | n/a | n/a
Right-Terminating-PnlInt_TYPE B | n/a | 1900-12-31T23:59:59 | 25-05-60/160B | n/a | n/a | n/a | n/a | n/a | n/a | n/a | n/a | n/a | xBIM from Autodesk Revit 2014 (ENU) | IfcFurnitureType | 793305 | n/a | n/a | n/a | n/a | n/a | n/a | n/a | n/a | n/a | n/a | n/a | n/a | n/a | n/a | n/a | n/a | n/a | n/a | n/a
650x1400 | n/a | 1900-12-31T23:59:59 | 45-35-72/336 | n/a | n/a | n/a | n/a | n/a | n/a | n/a | n/a | n/a | xBIM from Autodesk Revit 2014 (ENU) | IfcFurnishingElementType | 793501 | n/a | n/a | n/a | n/a | n/a | n/a | n/a | n/a | n/a | n/a | n/a | n/a | n/a | n/a | n/a | n/a | n/a | n/a | n/a
650x1400 | n/a | 1900-12-31T23:59:59 | 45-35-72/336 | n/a | n/a | n/a | n/a | n/a | n/a | n/a | n/a | n/a | xBIM from Autodesk Revit 2014 (ENU) | IfcFurnishingElementType | 793993 | n/a | n/a | n/a | n/a | n/a | n/a | n/a | n/a | n/a | n/a | n/a | n/a | n/a | n/a | n/a | n/a | n/a | n/a | n/a
Curtain Wall:SKIRTING SCREEN | n/a | 1900-12-31T23:59:59 | n/a | n/a | n/a | n/a | n/a | n/a | n/a | n/a | n/a | n/a | xBIM from Autodesk Revit 2014 (ENU) | IfcCurtainWallType | 795174 | n/a | n/a | n/a | n/a | n/a | n/a | n/a | n/a | n/a | n/a | n/a | n/a | n/a | n/a | n/a | n/a | n/a | n/a | n/a
400X150 | n/a | 1900-12-31T23:59:59 | 35-80-30/110 | n/a | n/a | n/a | n/a | n/a | n/a | n/a | n/a | n/a | xBIM from Autodesk Revit 2014 (ENU) | IfcFurnitureType | 800898 | n/a | n/a | n/a | n/a | n/a | n/a | n/a | n/a | n/a | n/a | n/a | n/a | n/a | n/a | n/a | n/a | n/a | n/a | n/a
400X150 | n/a | 1900-12-31T23:59:59 | 35-80-30/110 | n/a | n/a | n/a | n/a | n/a | n/a | n/a | n/a | n/a | xBIM from Autodesk Revit 2014 (ENU) | IfcFurnitureType | 802369 | n/a | n/a | n/a | n/a | n/a | n/a | n/a | n/a | n/a | n/a | n/a | n/a | n/a | n/a | n/a | n/a | n/a | n/a | n/a
450X200 | n/a | 1900-12-31T23:59:59 | 35-80-30/110 | n/a | n/a | n/a | n/a | n/a | n/a | n/a | n/a | n/a | xBIM from Autodesk Revit 2014 (ENU) | IfcFurnitureType | 803982 | n/a | n/a | n/a | n/a | n/a | n/a | n/a | n/a | n/a | n/a | n/a | n/a | n/a | n/a | n/a | n/a | n/a | n/a | n/a
500mm | n/a | 1900-12-31T23:59:59 | n/a | n/a | n/a | n/a | n/a | n/a | n/a | n/a | n/a | n/a | xBIM from Autodesk Revit 2014 (ENU) | IfcColumnType | 809757 | n/a | n/a | n/a | n/a | n/a | n/a | n/a | n/a | n/a | n/a | n/a | n/a | n/a | n/a | n/a | n/a | n/a | n/a | n/a
500mm | n/a | 1900-12-31T23:59:59 | n/a | n/a | n/a | n/a | n/a | n/a | n/a | n/a | n/a | n/a | xBIM from Autodesk Revit 2014 (ENU) | IfcColumnType | 809845 | n/a | n/a | n/a | n/a | n/a | n/a | n/a | n/a | n/a | n/a | n/a | n/a | n/a | n/a | n/a | n/a | n/a | n/a | n/a
500mm | n/a | 1900-12-31T23:59:59 | n/a | n/a | n/a | n/a | n/a | n/a | n/a | n/a | n/a | n/a | xBIM from Autodesk Revit 2014 (ENU) | IfcColumnType | 809924 | n/a | n/a | n/a | n/a | n/a | n/a | n/a | n/a | n/a | n/a | n/a | n/a | n/a | n/a | n/a | n/a | n/a | n/a | n/a
500mm | n/a | 1900-12-31T23:59:59 | n/a | n/a | n/a | n/a | n/a | n/a | n/a | n/a | n/a | n/a | xBIM from Autodesk Revit 2014 (ENU) | IfcColumnType | 810003 | n/a | n/a | n/a | n/a | n/a | n/a | n/a | n/a | n/a | n/a | n/a | n/a | n/a | n/a | n/a | n/a | n/a | n/a | n/a
300mm | n/a | 1900-12-31T23:59:59 | n/a | n/a | n/a | n/a | n/a | n/a | n/a | n/a | n/a | n/a | xBIM from Autodesk Revit 2014 (ENU) | IfcColumnType | 810082 | n/a | n/a | n/a | n/a | n/a | n/a | n/a | n/a | n/a | n/a | n/a | n/a | n/a | n/a | n/a | n/a | n/a | n/a | n/a
300mm | n/a | 1900-12-31T23:59:59 | n/a | n/a | n/a | n/a | n/a | n/a | n/a | n/a | n/a | n/a | xBIM from Autodesk Revit 2014 (ENU) | IfcColumnType | 810170 | n/a | n/a | n/a | n/a | n/a | n/a | n/a | n/a | n/a | n/a | n/a | n/a | n/a | n/a | n/a | n/a | n/a | n/a | n/a
500mm | n/a | 1900-12-31T23:59:59 | n/a | n/a | n/a | n/a | n/a | n/a | n/a | n/a | n/a | n/a | xBIM from Autodesk Revit 2014 (ENU) | IfcColumnType | 810249 | n/a | n/a | n/a | n/a | n/a | n/a | n/a | n/a | n/a | n/a | n/a | n/a | n/a | n/a | n/a | n/a | n/a | n/a | n/a
500mm | n/a | 1900-12-31T23:59:59 | n/a | n/a | n/a | n/a | n/a | n/a | n/a | n/a | n/a | n/a | xBIM from Autodesk Revit 2014 (ENU) | IfcColumnType | 810328 | n/a | n/a | n/a | n/a | n/a | n/a | n/a | n/a | n/a | n/a | n/a | n/a | n/a | n/a | n/a | n/a | n/a | n/a | n/a
300mm | n/a | 1900-12-31T23:59:59 | n/a | n/a | n/a | n/a | n/a | n/a | n/a | n/a | n/a | n/a | xBIM from Autodesk Revit 2014 (ENU) | IfcColumnType | 810407 | n/a | n/a | n/a | n/a | n/a | n/a | n/a | n/a | n/a | n/a | n/a | n/a | n/a | n/a | n/a | n/a | n/a | n/a | n/a
300mm | n/a | 1900-12-31T23:59:59 | n/a | n/a | n/a | n/a | n/a | n/a | n/a | n/a | n/a | n/a | xBIM from Autodesk Revit 2014 (ENU) | IfcColumnType | 810486 | n/a | n/a | n/a | n/a | n/a | n/a | n/a | n/a | n/a | n/a | n/a | n/a | n/a | n/a | n/a | n/a | n/a | n/a | n/a
300mm | n/a | 1900-12-31T23:59:59 | n/a | n/a | n/a | n/a | n/a | n/a | n/a | n/a | n/a | n/a | xBIM from Autodesk Revit 2014 (ENU) | IfcColumnType | 810565 | n/a | n/a | n/a | n/a | n/a | n/a | n/a | n/a | n/a | n/a | n/a | n/a | n/a | n/a | n/a | n/a | n/a | n/a | n/a
300mm | n/a | 1900-12-31T23:59:59 | n/a | n/a | n/a | n/a | n/a | n/a | n/a | n/a | n/a | n/a | xBIM from Autodesk Revit 2014 (ENU) | IfcColumnType | 810644 | n/a | n/a | n/a | n/a | n/a | n/a | n/a | n/a | n/a | n/a | n/a | n/a | n/a | n/a | n/a | n/a | n/a | n/a | n/a
300mm | n/a | 1900-12-31T23:59:59 | n/a | n/a | n/a | n/a | n/a | n/a | n/a | n/a | n/a | n/a | xBIM from Autodesk Revit 2014 (ENU) | IfcColumnType | 810723 | n/a | n/a | n/a | n/a | n/a | n/a | n/a | n/a | n/a | n/a | n/a | n/a | n/a | n/a | n/a | n/a | n/a | n/a | n/a
300mm | n/a | 1900-12-31T23:59:59 | n/a | n/a | n/a | n/a | n/a | n/a | n/a | n/a | n/a | n/a | xBIM from Autodesk Revit 2014 (ENU) | IfcColumnType | 810802 | n/a | n/a | n/a | n/a | n/a | n/a | n/a | n/a | n/a | n/a | n/a | n/a | n/a | n/a | n/a | n/a | n/a | n/a | n/a
300mm | n/a | 1900-12-31T23:59:59 | n/a | n/a | n/a | n/a | n/a | n/a | n/a | n/a | n/a | n/a | xBIM from Autodesk Revit 2014 (ENU) | IfcColumnType | 810881 | n/a | n/a | n/a | n/a | n/a | n/a | n/a | n/a | n/a | n/a | n/a | n/a | n/a | n/a | n/a | n/a | n/a | n/a | n/a
300mm | n/a | 1900-12-31T23:59:59 | n/a | n/a | n/a | n/a | n/a | n/a | n/a | n/a | n/a | n/a | xBIM from Autodesk Revit 2014 (ENU) | IfcColumnType | 810960 | n/a | n/a | n/a | n/a | n/a | n/a | n/a | n/a | n/a | n/a | n/a | n/a | n/a | n/a | n/a | n/a | n/a | n/a | n/a
300mm | n/a | 1900-12-31T23:59:59 | n/a | n/a | n/a | n/a | n/a | n/a | n/a | n/a | n/a | n/a | xBIM from Autodesk Revit 2014 (ENU) | IfcColumnType | 811039 | n/a | n/a | n/a | n/a | n/a | n/a | n/a | n/a | n/a | n/a | n/a | n/a | n/a | n/a | n/a | n/a | n/a | n/a | n/a
300mm | n/a | 1900-12-31T23:59:59 | n/a | n/a | n/a | n/a | n/a | n/a | n/a | n/a | n/a | n/a | xBIM from Autodesk Revit 2014 (ENU) | IfcColumnType | 811118 | n/a | n/a | n/a | n/a | n/a | n/a | n/a | n/a | n/a | n/a | n/a | n/a | n/a | n/a | n/a | n/a | n/a | n/a | n/a
300mm | n/a | 1900-12-31T23:59:59 | n/a | n/a | n/a | n/a | n/a | n/a | n/a | n/a | n/a | n/a | xBIM from Autodesk Revit 2014 (ENU) | IfcColumnType | 811197 | n/a | n/a | n/a | n/a | n/a | n/a | n/a | n/a | n/a | n/a | n/a | n/a | n/a | n/a | n/a | n/a | n/a | n/a | n/a
300mm | n/a | 1900-12-31T23:59:59 | n/a | n/a | n/a | n/a | n/a | n/a | n/a | n/a | n/a | n/a | xBIM from Autodesk Revit 2014 (ENU) | IfcColumnType | 811276 | n/a | n/a | n/a | n/a | n/a | n/a | n/a | n/a | n/a | n/a | n/a | n/a | n/a | n/a | n/a | n/a | n/a | n/a | n/a
Sycamore - 17.7 Meters | n/a | 1900-12-31T23:59:59 | n/a | n/a | n/a | n/a | n/a | n/a | n/a | n/a | n/a | n/a | xBIM from Autodesk Revit 2014 (ENU) | IfcBuildingElementProxyType | 822800 | n/a | n/a | n/a | n/a | n/a | n/a | n/a | n/a | n/a | n/a | n/a | n/a | n/a | n/a | n/a | n/a | n/a | n/a | n/a
Scarlet Oak - 12.5 Meters | n/a | 1900-12-31T23:59:59 | n/a | n/a | n/a | n/a | n/a | n/a | n/a | n/a | n/a | n/a | xBIM from Autodesk Revit 2014 (ENU) | IfcBuildingElementProxyType | 828498 | n/a | n/a | n/a | n/a | n/a | n/a | n/a | n/a | n/a | n/a | n/a | n/a | n/a | n/a | n/a | n/a | n/a | n/a | n/a
Black Oak - 18.0 Meters | n/a | 1900-12-31T23:59:59 | n/a | n/a | n/a | n/a | n/a | n/a | n/a | n/a | n/a | n/a | xBIM from Autodesk Revit 2014 (ENU) | IfcBuildingElementProxyType | 830218 | n/a | n/a | n/a | n/a | n/a | n/a | n/a | n/a | n/a | n/a | n/a | n/a | n/a | n/a | n/a | n/a | n/a | n/a | n/a
Red Oak - 18.7 Meters | n/a | 1900-12-31T23:59:59 | n/a | n/a | n/a | n/a | n/a | n/a | n/a | n/a | n/a | n/a | xBIM from Autodesk Revit 2014 (ENU) | IfcBuildingElementProxyType | 831331 | n/a | n/a | n/a | n/a | n/a | n/a | n/a | n/a | n/a | n/a | n/a | n/a | n/a | n/a | n/a | n/a | n/a | n/a | n/a
450 mm | n/a | 1900-12-31T23:59:59 | 45-35-72/360 | n/a | n/a | n/a | n/a | n/a | n/a | n/a | n/a | n/a | xBIM from Autodesk Revit 2014 (ENU) | IfcFurnitureType | 837300 | n/a | n/a | n/a | n/a | n/a | n/a | n/a | n/a | n/a | n/a | n/a | n/a | n/a | n/a | n/a | n/a | n/a | n/a | n/a
500x1000 | n/a | 1900-12-31T23:59:59 | 45-35-72/336 | n/a | n/a | n/a | n/a | n/a | n/a | n/a | n/a | n/a | xBIM from Autodesk Revit 2014 (ENU) | IfcFurnishingElementType | 837432 | n/a | n/a | n/a | n/a | n/a | n/a | n/a | n/a | n/a | n/a | n/a | n/a | n/a | n/a | n/a | n/a | n/a | n/a | n/a
Type 1 | n/a | 1900-12-31T23:59:59 | 45-35-72/322 | n/a | n/a | n/a | n/a | n/a | n/a | n/a | n/a | n/a | xBIM from Autodesk Revit 2014 (ENU) | IfcFurnitureType | 837564 | n/a | n/a | n/a | n/a | n/a | n/a | n/a | n/a | n/a | n/a | n/a | n/a | n/a | n/a | n/a | n/a | n/a | n/a | n/a
Type 1 | n/a | 1900-12-31T23:59:59 | 45-35-72/322 | n/a | n/a | n/a | n/a | n/a | n/a | n/a | n/a | n/a | xBIM from Autodesk Revit 2014 (ENU) | IfcFurnitureType | 837696 | n/a | n/a | n/a | n/a | n/a | n/a | n/a | n/a | n/a | n/a | n/a | n/a | n/a | n/a | n/a | n/a | n/a | n/a | n/a
Type 1 | n/a | 1900-12-31T23:59:59 | 90-40-05 | n/a | n/a | n/a | n/a | n/a | n/a | n/a | n/a | n/a | xBIM from Autodesk Revit 2014 (ENU) | IfcBuildingElementProxyType | 839963 | n/a | n/a | n/a | n/a | n/a | n/a | n/a | n/a | n/a | n/a | n/a | n/a | n/a | n/a | n/a | n/a | n/a | n/a | n/a
nbl_LiquidImmersedTransformer_1.0 | n/a | 1900-12-31T23:59:59 | 90-50-40 | n/a | n/a | n/a | n/a | n/a | n/a | n/a | n/a | n/a | xBIM from Autodesk Revit 2014 (ENU) | IfcBuildingElementProxyType | 840871 | n/a | n/a | n/a | n/a | n/a | n/a | n/a | n/a | n/a | n/a | n/a | n/a | n/a | n/a | n/a | n/a | n/a | n/a | n/a
Type 1 | n/a | 1900-12-31T23:59:59 | 90-75-30 | n/a | n/a | n/a | n/a | n/a | n/a | n/a | n/a | n/a | xBIM from Autodesk Revit 2014 (ENU) | IfcBuildingElementProxyType | 843031 | n/a | n/a | n/a | n/a | n/a | n/a | n/a | n/a | n/a | n/a | n/a | n/a | n/a | n/a | n/a | n/a | n/a | n/a | n/a
nbl_ToiletRollHolders_DolphinDispensers_AC250DolphinPrestigeToiletRollHolder | n/a | 1900-12-31T23:59:59 | 45-35-72/368 | n/a | n/a | n/a | n/a | n/a | n/a | n/a | n/a | n/a | xBIM from Autodesk Revit 2014 (ENU) | IfcBuildingElementProxyType | 846416 | n/a | n/a | n/a | n/a | n/a | n/a | n/a | n/a | n/a | n/a | n/a | n/a | n/a | n/a | n/a | n/a | n/a | n/a | n/a
nbl_SoapDispensers_DolphinDispensers_BC360DolphinStainlessSteelSoapDispenser | n/a | 1900-12-31T23:59:59 | 45-35-72/358 | n/a | n/a | n/a | n/a | n/a | n/a | n/a | n/a | n/a | xBIM from Autodesk Revit 2014 (ENU) | IfcBuildingElementProxyType | 848166 | n/a | n/a | n/a | n/a | n/a | n/a | n/a | n/a | n/a | n/a | n/a | n/a | n/a | n/a | n/a | n/a | n/a | n/a | n/a
nbl_HandDryers_DolphinDispensers_BC2002DolphinVelocityEcoDryer | n/a | 1900-12-31T23:59:59 | 45-35-72/334 | n/a | n/a | n/a | n/a | n/a | n/a | n/a | n/a | n/a | xBIM from Autodesk Revit 2014 (ENU) | IfcBuildingElementProxyType | 850793 | n/a | n/a | n/a | n/a | n/a | n/a | n/a | n/a | n/a | n/a | n/a | n/a | n/a | n/a | n/a | n/a | n/a | n/a | n/a
nbl_ToiletRollHolders_DolphinDispensers_AC250DolphinPrestigeToiletRollHolder | n/a | 1900-12-31T23:59:59 | 45-35-72/368 | n/a | n/a | n/a | n/a | n/a | n/a | n/a | n/a | n/a | xBIM from Autodesk Revit 2014 (ENU) | IfcBuildingElementProxyType | 854082 | n/a | n/a | n/a | n/a | n/a | n/a | n/a | n/a | n/a | n/a | n/a | n/a | n/a | n/a | n/a | n/a | n/a | n/a | n/a
930 | n/a | 1900-12-31T23:59:59 | 90-40-35/335 | n/a | n/a | n/a | n/a | n/a | n/a | n/a | n/a | n/a | xBIM from Autodesk Revit 2014 (ENU) | IfcSpaceHeaterType | 855292 | n/a | n/a | n/a | n/a | n/a | n/a | n/a | n/a | n/a | n/a | n/a | n/a | n/a | n/a | n/a | n/a | n/a | n/a | n/a
930 | n/a | 1900-12-31T23:59:59 | 90-40-35/335 | n/a | n/a | n/a | n/a | n/a | n/a | n/a | n/a | n/a | xBIM from Autodesk Revit 2014 (ENU) | IfcSpaceHeaterType | 856562 | n/a | n/a | n/a | n/a | n/a | n/a | n/a | n/a | n/a | n/a | n/a | n/a | n/a | n/a | n/a | n/a | n/a | n/a | n/a
4589 | n/a | 1900-12-31T23:59:59 | 90-60-50/405 | n/a | n/a | n/a | n/a | n/a | n/a | n/a | n/a | n/a | xBIM from Autodesk Revit 2014 (ENU) | IfcLightFixtureType | 858843 | n/a | n/a | n/a | n/a | n/a | n/a | n/a | n/a | n/a | n/a | n/a | n/a | n/a | n/a | n/a | n/a | n/a | n/a | n/a
4589 | n/a | 1900-12-31T23:59:59 | 90-60-50/405 | n/a | n/a | n/a | n/a | n/a | n/a | n/a | n/a | n/a | xBIM from Autodesk Revit 2014 (ENU) | IfcLightFixtureType | 860407 | n/a | n/a | n/a | n/a | n/a | n/a | n/a | n/a | n/a | n/a | n/a | n/a | n/a | n/a | n/a | n/a | n/a | n/a | n/a
NBS_iGuzziniIlluminazioneUKLtd_GnrlPrpseLmnrs_iRoll65Small_WallDownLight | n/a | 1900-12-31T23:59:59 | 90-60-50/405 | n/a | n/a | n/a | n/a | n/a | n/a | n/a | n/a | n/a | xBIM from Autodesk Revit 2014 (ENU) | IfcLightFixtureType | 863594 | n/a | n/a | n/a | n/a | n/a | n/a | n/a | n/a | n/a | n/a | n/a | n/a | n/a | n/a | n/a | n/a | n/a | n/a | n/a

## Component
Name | CreatedBy | CreatedOn | TypeName | Space | Description | ExtSystem | ExtObject | ExtIdentifier | SerialNumber | InstallationDate | WarrantyStartDate | TagNumber | BarCode | AssetIdentifier | Length | Area
Concrete Round:500mm:121142 | n/a | 1900-12-31T23:59:59 | 500mm | DMD Ref Level | n/a | xBIM from Autodesk Revit 2014 (ENU) | IfcColumn | 3201 | n/a | 0001-01-01T00:00:00 | 0001-01-01T00:00:00 | n/a | n/a | n/a
Concrete Round:500mm:121580 | n/a | 1900-12-31T23:59:59 | 500mm | DMD Ref Level | n/a | xBIM from Autodesk Revit 2014 (ENU) | IfcColumn | 3298 | n/a | 0001-01-01T00:00:00 | 0001-01-01T00:00:00 | n/a | n/a | n/a
Concrete Round:500mm:121615 | n/a | 1900-12-31T23:59:59 | 500mm | DMD Ref Level | n/a | xBIM from Autodesk Revit 2014 (ENU) | IfcColumn | 3376 | n/a | 0001-01-01T00:00:00 | 0001-01-01T00:00:00 | n/a | n/a | n/a
Concrete Round:500mm:121630 | n/a | 1900-12-31T23:59:59 | 500mm | DMD Ref Level | n/a | xBIM from Autodesk Revit 2014 (ENU) | IfcColumn | 3454 | n/a | 0001-01-01T00:00:00 | 0001-01-01T00:00:00 | n/a | n/a | n/a
Concrete Round:500mm:121645 | n/a | 1900-12-31T23:59:59 | 500mm | DMD Ref Level | n/a | xBIM from Autodesk Revit 2014 (ENU) | IfcColumn | 3532 | n/a | 0001-01-01T00:00:00 | 0001-01-01T00:00:00 | n/a | n/a | n/a
Concrete Round:500mm:121660 | n/a | 1900-12-31T23:59:59 | 500mm | DMD Ref Level | n/a | xBIM from Autodesk Revit 2014 (ENU) | IfcColumn | 3610 | n/a | 0001-01-01T00:00:00 | 0001-01-01T00:00:00 | n/a | n/a | n/a
Concrete Round:500mm:121677 | n/a | 1900-12-31T23:59:59 | 500mm | DMD Ref Level | n/a | xBIM from Autodesk Revit 2014 (ENU) | IfcColumn | 3688 | n/a | 0001-01-01T00:00:00 | 0001-01-01T00:00:00 | n/a | n/a | n/a
Concrete Round:500mm:121692 | n/a | 1900-12-31T23:59:59 | 500mm | DMD Ref Level | n/a | xBIM from Autodesk Revit 2014 (ENU) | IfcColumn | 3767 | n/a | 0001-01-01T00:00:00 | 0001-01-01T00:00:00 | n/a | n/a | n/a
Concrete Round:500mm:121707 | n/a | 1900-12-31T23:59:59 | 500mm | DMD Ref Level | n/a | xBIM from Autodesk Revit 2014 (ENU) | IfcColumn | 3825 | n/a | 0001-01-01T00:00:00 | 0001-01-01T00:00:00 | n/a | n/a | n/a
Concrete Round:500mm:126072 | n/a | 1900-12-31T23:59:59 | 500mm | DMD Ref Level | n/a | xBIM from Autodesk Revit 2014 (ENU) | IfcColumn | 12763 | n/a | 0001-01-01T00:00:00 | 0001-01-01T00:00:00 | n/a | n/a | n/a
Concrete Round:500mm:126089 | n/a | 1900-12-31T23:59:59 | 500mm | DMD Ref Level | n/a | xBIM from Autodesk Revit 2014 (ENU) | IfcColumn | 12820 | n/a | 0001-01-01T00:00:00 | 0001-01-01T00:00:00 | n/a | n/a | n/a
Concrete Round:500mm:126106 | n/a | 1900-12-31T23:59:59 | 500mm | DMD Ref Level | n/a | xBIM from Autodesk Revit 2014 (ENU) | IfcColumn | 12877 | n/a | 0001-01-01T00:00:00 | 0001-01-01T00:00:00 | n/a | n/a | n/a
Concrete Round:500mm:126121 | n/a | 1900-12-31T23:59:59 | 500mm | DMD Ref Level | n/a | xBIM from Autodesk Revit 2014 (ENU) | IfcColumn | 12934 | n/a | 0001-01-01T00:00:00 | 0001-01-01T00:00:00 | n/a | n/a | n/a
Concrete Round:500mm:126136 | n/a | 1900-12-31T23:59:59 | 500mm | DMD Ref Level | n/a | xBIM from Autodesk Revit 2014 (ENU) | IfcColumn | 12991 | n/a | 0001-01-01T00:00:00 | 0001-01-01T00:00:00 | n/a | n/a | n/a
Concrete Round:500mm:126151 | n/a | 1900-12-31T23:59:59 | 500mm | DMD Ref Level | n/a | xBIM from Autodesk Revit 2014 (ENU) | IfcColumn | 13048 | n/a | 0001-01-01T00:00:00 | 0001-01-01T00:00:00 | n/a | n/a | n/a
Concrete Round:500mm:126168 | n/a | 1900-12-31T23:59:59 | 500mm | DMD Ref Level | n/a | xBIM from Autodesk Revit 2014 (ENU) | IfcColumn | 13105 | n/a | 0001-01-01T00:00:00 | 0001-01-01T00:00:00 | n/a | n/a | n/a
Concrete Round:500mm:126183 | n/a | 1900-12-31T23:59:59 | 500mm | DMD Ref Level | n/a | xBIM from Autodesk Revit 2014 (ENU) | IfcColumn | 13162 | n/a | 0001-01-01T00:00:00 | 0001-01-01T00:00:00 | n/a | n/a | n/a
Concrete Round:500mm:135345 | n/a | 1900-12-31T23:59:59 | 500mm | DMD Ref Level | n/a | xBIM from Autodesk Revit 2014 (ENU) | IfcColumn | 94835 | n/a | 0001-01-01T00:00:00 | 0001-01-01T00:00:00 | n/a | n/a | n/a
Concrete Round:500mm:135347 | n/a | 1900-12-31T23:59:59 | 500mm | DMD Ref Level | n/a | xBIM from Autodesk Revit 2014 (ENU) | IfcColumn | 94892 | n/a | 0001-01-01T00:00:00 | 0001-01-01T00:00:00 | n/a | n/a | n/a
Concrete Round:500mm:121722 | n/a | 1900-12-31T23:59:59 | 500mm | DMD Ref Level | n/a | xBIM from Autodesk Revit 2014 (ENU) | IfcColumn | 3902 | n/a | 0001-01-01T00:00:00 | 0001-01-01T00:00:00 | n/a | n/a | n/a
Concrete Round:500mm:121737 | n/a | 1900-12-31T23:59:59 | 500mm | DMD Ref Level | n/a | xBIM from Autodesk Revit 2014 (ENU) | IfcColumn | 3980 | n/a | 0001-01-01T00:00:00 | 0001-01-01T00:00:00 | n/a | n/a | n/a
Concrete Round:500mm:121752 | n/a | 1900-12-31T23:59:59 | 500mm | DMD Ref Level | n/a | xBIM from Autodesk Revit 2014 (ENU) | IfcColumn | 4058 | n/a | 0001-01-01T00:00:00 | 0001-01-01T00:00:00 | n/a | n/a | n/a
Concrete Round:500mm:121767 | n/a | 1900-12-31T23:59:59 | 500mm | DMD Ref Level | n/a | xBIM from Autodesk Revit 2014 (ENU) | IfcColumn | 4136 | n/a | 0001-01-01T00:00:00 | 0001-01-01T00:00:00 | n/a | n/a | n/a
Concrete Round:500mm:121782 | n/a | 1900-12-31T23:59:59 | 500mm | DMD Ref Level | n/a | xBIM from Autodesk Revit 2014 (ENU) | IfcColumn | 4214 | n/a | 0001-01-01T00:00:00 | 0001-01-01T00:00:00 | n/a | n/a | n/a
Concrete Round:500mm:121797 | n/a | 1900-12-31T23:59:59 | 500mm | DMD Ref Level | n/a | xBIM from Autodesk Revit 2014 (ENU) | IfcColumn | 4292 | n/a | 0001-01-01T00:00:00 | 0001-01-01T00:00:00 | n/a | n/a | n/a
Concrete Round:500mm:121812 | n/a | 1900-12-31T23:59:59 | 500mm | DMD Ref Level | n/a | xBIM from Autodesk Revit 2014 (ENU) | IfcColumn | 4370 | n/a | 0001-01-01T00:00:00 | 0001-01-01T00:00:00 | n/a | n/a | n/a
Concrete Round:500mm:121827 | n/a | 1900-12-31T23:59:59 | 500mm | DMD Ref Level | n/a | xBIM from Autodesk Revit 2014 (ENU) | IfcColumn | 4448 | n/a | 0001-01-01T00:00:00 | 0001-01-01T00:00:00 | n/a | n/a | n/a
Concrete Round:500mm:121844 | n/a | 1900-12-31T23:59:59 | 500mm | DMD Ref Level | n/a | xBIM from Autodesk Revit 2014 (ENU) | IfcColumn | 4526 | n/a | 0001-01-01T00:00:00 | 0001-01-01T00:00:00 | n/a | n/a | n/a
Concrete Round:500mm:121861 | n/a | 1900-12-31T23:59:59 | 500mm | DMD Ref Level | n/a | xBIM from Autodesk Revit 2014 (ENU) | IfcColumn | 4604 | n/a | 0001-01-01T00:00:00 | 0001-01-01T00:00:00 | n/a | n/a | n/a
Concrete Round:500mm:121878 | n/a | 1900-12-31T23:59:59 | 500mm | DMD Ref Level | n/a | xBIM from Autodesk Revit 2014 (ENU) | IfcColumn | 4682 | n/a | 0001-01-01T00:00:00 | 0001-01-01T00:00:00 | n/a | n/a | n/a
Concrete Round:500mm:121893 | n/a | 1900-12-31T23:59:59 | 500mm | DMD Ref Level | n/a | xBIM from Autodesk Revit 2014 (ENU) | IfcColumn | 4760 | n/a | 0001-01-01T00:00:00 | 0001-01-01T00:00:00 | n/a | n/a | n/a
Concrete Round:500mm:121908 | n/a | 1900-12-31T23:59:59 | 500mm | DMD Ref Level | n/a | xBIM from Autodesk Revit 2014 (ENU) | IfcColumn | 4838 | n/a | 0001-01-01T00:00:00 | 0001-01-01T00:00:00 | n/a | n/a | n/a
Concrete Round:500mm:121923 | n/a | 1900-12-31T23:59:59 | 500mm | DMD Ref Level | n/a | xBIM from Autodesk Revit 2014 (ENU) | IfcColumn | 4916 | n/a | 0001-01-01T00:00:00 | 0001-01-01T00:00:00 | n/a | n/a | n/a
Concrete Round:500mm:121938 | n/a | 1900-12-31T23:59:59 | 500mm | DMD Ref Level | n/a | xBIM from Autodesk Revit 2014 (ENU) | IfcColumn | 4994 | n/a | 0001-01-01T00:00:00 | 0001-01-01T00:00:00 | n/a | n/a | n/a
Concrete Round:500mm:121955 | n/a | 1900-12-31T23:59:59 | 500mm | DMD Ref Level | n/a | xBIM from Autodesk Revit 2014 (ENU) | IfcColumn | 5072 | n/a | 0001-01-01T00:00:00 | 0001-01-01T00:00:00 | n/a | n/a | n/a
Concrete Round:500mm:121972 | n/a | 1900-12-31T23:59:59 | 500mm | DMD Ref Level | n/a | xBIM from Autodesk Revit 2014 (ENU) | IfcColumn | 5150 | n/a | 0001-01-01T00:00:00 | 0001-01-01T00:00:00 | n/a | n/a | n/a
Concrete Round:500mm:121987 | n/a | 1900-12-31T23:59:59 | 500mm | DMD Ref Level | n/a | xBIM from Autodesk Revit 2014 (ENU) | IfcColumn | 5228 | n/a | 0001-01-01T00:00:00 | 0001-01-01T00:00:00 | n/a | n/a | n/a
Concrete Round:500mm:122004 | n/a | 1900-12-31T23:59:59 | 500mm | DMD Ref Level | n/a | xBIM from Autodesk Revit 2014 (ENU) | IfcColumn | 5306 | n/a | 0001-01-01T00:00:00 | 0001-01-01T00:00:00 | n/a | n/a | n/a
Concrete Round:500mm:122019 | n/a | 1900-12-31T23:59:59 | 500mm | DMD Ref Level | n/a | xBIM from Autodesk Revit 2014 (ENU) | IfcColumn | 5384 | n/a | 0001-01-01T00:00:00 | 0001-01-01T00:00:00 | n/a | n/a | n/a
Concrete Round:500mm:122077 | n/a | 1900-12-31T23:59:59 | 500mm | DMD Ref Level | n/a | xBIM from Autodesk Revit 2014 (ENU) | IfcColumn | 5462 | n/a | 0001-01-01T00:00:00 | 0001-01-01T00:00:00 | n/a | n/a | n/a
Concrete Round:500mm:122145 | n/a | 1900-12-31T23:59:59 | 500mm | DMD Ref Level | n/a | xBIM from Autodesk Revit 2014 (ENU) | IfcColumn | 5540 | n/a | 0001-01-01T00:00:00 | 0001-01-01T00:00:00 | n/a | n/a | n/a
Basic Wall:nbl_Clad_CemBnddPbrd-MtlFrm-MmbPolyethWthrBarr-InsulFF-Blk200_TYPE A:122389 | n/a | 1900-12-31T23:59:59 | Basic Wall:nbl_Clad_CemBnddPbrd-MtlFrm-MmbPolyethWthrBarr-InsulFF-Blk200_TYPE A | Ground Floor | n/a | xBIM from Autodesk Revit 2014 (ENU) | IfcWallStandardCase | 5640 | n/a | 0001-01-01T00:00:00 | 0001-01-01T00:00:00 | n/a | n/a | n/a
Basic Wall:nbl_Clad_CemBnddPbrd-MtlFrm-MmbPolyethWthrBarr-InsulFF-Blk200_TYPE A:122478 | n/a | 1900-12-31T23:59:59 | Basic Wall:nbl_Clad_CemBnddPbrd-MtlFrm-MmbPolyethWthrBarr-InsulFF-Blk200_TYPE A | Ground Floor | n/a | xBIM from Autodesk Revit 2014 (ENU) | IfcWallStandardCase | 6363 | n/a | 0001-01-01T00:00:00 | 0001-01-01T00:00:00 | n/a | n/a | n/a
Basic Wall:nbl_Clad_CemBnddPbrd-MtlFrm-MmbPolyethWthrBarr-InsulFF-Blk200_TYPE A:122624 | n/a | 1900-12-31T23:59:59 | Basic Wall:nbl_Clad_CemBnddPbrd-MtlFrm-MmbPolyethWthrBarr-InsulFF-Blk200_TYPE A | Ground Floor | n/a | xBIM from Autodesk Revit 2014 (ENU) | IfcWallStandardCase | 6765 | n/a | 0001-01-01T00:00:00 | 0001-01-01T00:00:00 | n/a | n/a | n/a
Basic Wall:nbl_Clad_CemBnddPbrd-MtlFrm-MmbPolyethWthrBarr-InsulFF-Blk200_TYPE A:122714 | n/a | 1900-12-31T23:59:59 | Basic Wall:nbl_Clad_CemBnddPbrd-MtlFrm-MmbPolyethWthrBarr-InsulFF-Blk200_TYPE A | Ground Floor | n/a | xBIM from Autodesk Revit 2014 (ENU) | IfcWallStandardCase | 7437 | n/a | 0001-01-01T00:00:00 | 0001-01-01T00:00:00 | n/a | n/a | n/a
Basic Wall:nbl_Clad_CemBnddPbrd-MtlFrm-MmbPolyethWthrBarr-InsulFF-Blk200_TYPE A:383515 | n/a | 1900-12-31T23:59:59 | Basic Wall:nbl_Clad_CemBnddPbrd-MtlFrm-MmbPolyethWthrBarr-InsulFF-Blk200_TYPE A | Ground Floor | n/a | xBIM from Autodesk Revit 2014 (ENU) | IfcWallStandardCase | 633551 | n/a | 0001-01-01T00:00:00 | 0001-01-01T00:00:00 | n/a | n/a | n/a
Basic Wall:nbl_Int_PlstrGyp-Blck140-PlstrGyp_TYPE A:122872 | n/a | 1900-12-31T23:59:59 | Basic Wall:nbl_Int_PlstrGyp-Blck140-PlstrGyp_TYPE A | Ground Floor | n/a | xBIM from Autodesk Revit 2014 (ENU) | IfcWallStandardCase | 7875 | n/a | 0001-01-01T00:00:00 | 0001-01-01T00:00:00 | n/a | n/a | n/a
Basic Wall:nbl_Int_PlstrGyp-Blck140-PlstrGyp_TYPE A:123025 | n/a | 1900-12-31T23:59:59 | Basic Wall:nbl_Int_PlstrGyp-Blck140-PlstrGyp_TYPE A | Ground Floor | n/a | xBIM from Autodesk Revit 2014 (ENU) | IfcWallStandardCase | 8063 | n/a | 0001-01-01T00:00:00 | 0001-01-01T00:00:00 | n/a | n/a | n/a
Basic Wall:nbl_Int_PlstrGyp-Blck140-PlstrGyp_TYPE A:123053 | n/a | 1900-12-31T23:59:59 | Basic Wall:nbl_Int_PlstrGyp-Blck140-PlstrGyp_TYPE A | Ground Floor | n/a | xBIM from Autodesk Revit 2014 (ENU) | IfcWallStandardCase | 8201 | n/a | 0001-01-01T00:00:00 | 0001-01-01T00:00:00 | n/a | n/a | n/a
Basic Wall:nbl_Int_PlstrGyp-Blck140-PlstrGyp_TYPE A:123082 | n/a | 1900-12-31T23:59:59 | Basic Wall:nbl_Int_PlstrGyp-Blck140-PlstrGyp_TYPE A | Ground Floor | n/a | xBIM from Autodesk Revit 2014 (ENU) | IfcWall | 8481 | n/a | 0001-01-01T00:00:00 | 0001-01-01T00:00:00 | n/a | n/a | n/a
Basic Wall:nbl_Int_PlstrGyp-Blck140-PlstrGyp_TYPE A:123156 | n/a | 1900-12-31T23:59:59 | Basic Wall:nbl_Int_PlstrGyp-Blck140-PlstrGyp_TYPE A | Ground Floor | n/a | xBIM from Autodesk Revit 2014 (ENU) | IfcWallStandardCase | 8578 | n/a | 0001-01-01T00:00:00 | 0001-01-01T00:00:00 | n/a | n/a | n/a
Basic Wall:nbl_Int_PlstrGyp-Blck140-PlstrGyp_TYPE A:123203 | n/a | 1900-12-31T23:59:59 | Basic Wall:nbl_Int_PlstrGyp-Blck140-PlstrGyp_TYPE A | Ground Floor | n/a | xBIM from Autodesk Revit 2014 (ENU) | IfcWallStandardCase | 8755 | n/a | 0001-01-01T00:00:00 | 0001-01-01T00:00:00 | n/a | n/a | n/a
Basic Wall:nbl_Int_PlstrGyp-Blck140-PlstrGyp_TYPE A:123274 | n/a | 1900-12-31T23:59:59 | Basic Wall:nbl_Int_PlstrGyp-Blck140-PlstrGyp_TYPE A | Ground Floor | n/a | xBIM from Autodesk Revit 2014 (ENU) | IfcWallStandardCase | 8898 | n/a | 0001-01-01T00:00:00 | 0001-01-01T00:00:00 | n/a | n/a | n/a
Basic Wall:nbl_Int_PlstrGyp-Blck140-PlstrGyp_TYPE A:123382 | n/a | 1900-12-31T23:59:59 | Basic Wall:nbl_Int_PlstrGyp-Blck140-PlstrGyp_TYPE A | Ground Floor | n/a | xBIM from Autodesk Revit 2014 (ENU) | IfcWallStandardCase | 9007 | n/a | 0001-01-01T00:00:00 | 0001-01-01T00:00:00 | n/a | n/a | n/a
Basic Wall:nbl_Int_PlstrGyp-Blck140-PlstrGyp_TYPE A:123416 | n/a | 1900-12-31T23:59:59 | Basic Wall:nbl_Int_PlstrGyp-Blck140-PlstrGyp_TYPE A | Ground Floor | n/a | xBIM from Autodesk Revit 2014 (ENU) | IfcWallStandardCase | 9239 | n/a | 0001-01-01T00:00:00 | 0001-01-01T00:00:00 | n/a | n/a | n/a
Basic Wall:nbl_Int_PlstrGyp-Blck140-PlstrGyp_TYPE A:123490 | n/a | 1900-12-31T23:59:59 | Basic Wall:nbl_Int_PlstrGyp-Blck140-PlstrGyp_TYPE A | Ground Floor | n/a | xBIM from Autodesk Revit 2014 (ENU) | IfcWallStandardCase | 9544 | n/a | 0001-01-01T00:00:00 | 0001-01-01T00:00:00 | n/a | n/a | n/a
Basic Wall:nbl_Int_PlstrGyp-Blck140-PlstrGyp_TYPE A:123531 | n/a | 1900-12-31T23:59:59 | Basic Wall:nbl_Int_PlstrGyp-Blck140-PlstrGyp_TYPE A | Ground Floor | n/a | xBIM from Autodesk Revit 2014 (ENU) | IfcWallStandardCase | 9704 | n/a | 0001-01-01T00:00:00 | 0001-01-01T00:00:00 | n/a | n/a | n/a
Basic Wall:nbl_Int_PlstrGyp-Blck140-PlstrGyp_TYPE A:123583 | n/a | 1900-12-31T23:59:59 | Basic Wall:nbl_Int_PlstrGyp-Blck140-PlstrGyp_TYPE A | Ground Floor | n/a | xBIM from Autodesk Revit 2014 (ENU) | IfcWallStandardCase | 9854 | n/a | 0001-01-01T00:00:00 | 0001-01-01T00:00:00 | n/a | n/a | n/a
Basic Wall:nbl_Int_PlstrGyp-Blck140-PlstrGyp_TYPE A:123649 | n/a | 1900-12-31T23:59:59 | Basic Wall:nbl_Int_PlstrGyp-Blck140-PlstrGyp_TYPE A | Ground Floor | n/a | xBIM from Autodesk Revit 2014 (ENU) | IfcWallStandardCase | 10004 | n/a | 0001-01-01T00:00:00 | 0001-01-01T00:00:00 | n/a | n/a | n/a
Basic Wall:nbl_Int_PlstrGyp-Blck140-PlstrGyp_TYPE A:123852 | n/a | 1900-12-31T23:59:59 | Basic Wall:nbl_Int_PlstrGyp-Blck140-PlstrGyp_TYPE A | Ground Floor | n/a | xBIM from Autodesk Revit 2014 (ENU) | IfcWallStandardCase | 10134 | n/a | 0001-01-01T00:00:00 | 0001-01-01T00:00:00 | n/a | n/a | n/a
Basic Wall:nbl_Int_PlstrGyp-Blck140-PlstrGyp_TYPE A:123912 | n/a | 1900-12-31T23:59:59 | Basic Wall:nbl_Int_PlstrGyp-Blck140-PlstrGyp_TYPE A | Ground Floor | n/a | xBIM from Autodesk Revit 2014 (ENU) | IfcWallStandardCase | 10281 | n/a | 0001-01-01T00:00:00 | 0001-01-01T00:00:00 | n/a | n/a | n/a
Basic Wall:nbl_Int_PlstrGyp-Blck140-PlstrGyp_TYPE A:123953 | n/a | 1900-12-31T23:59:59 | Basic Wall:nbl_Int_PlstrGyp-Blck140-PlstrGyp_TYPE A | Ground Floor | n/a | xBIM from Autodesk Revit 2014 (ENU) | IfcWallStandardCase | 10423 | n/a | 0001-01-01T00:00:00 | 0001-01-01T00:00:00 | n/a | n/a | n/a
Basic Wall:nbl_Int_PlstrGyp-Blck140-PlstrGyp_TYPE A:124028 | n/a | 1900-12-31T23:59:59 | Basic Wall:nbl_Int_PlstrGyp-Blck140-PlstrGyp_TYPE A | Ground Floor | n/a | xBIM from Autodesk Revit 2014 (ENU) | IfcWallStandardCase | 10532 | n/a | 0001-01-01T00:00:00 | 0001-01-01T00:00:00 | n/a | n/a | n/a
Basic Wall:nbl_Int_PlstrGyp-Blck140-PlstrGyp_TYPE A:124196 | n/a | 1900-12-31T23:59:59 | Basic Wall:nbl_Int_PlstrGyp-Blck140-PlstrGyp_TYPE A | Ground Floor | n/a | xBIM from Autodesk Revit 2014 (ENU) | IfcWallStandardCase | 10658 | n/a | 0001-01-01T00:00:00 | 0001-01-01T00:00:00 | n/a | n/a | n/a
Basic Wall:nbl_Int_PlstrGyp-Blck140-PlstrGyp_TYPE A:124261 | n/a | 1900-12-31T23:59:59 | Basic Wall:nbl_Int_PlstrGyp-Blck140-PlstrGyp_TYPE A | Ground Floor | n/a | xBIM from Autodesk Revit 2014 (ENU) | IfcWallStandardCase | 10801 | n/a | 0001-01-01T00:00:00 | 0001-01-01T00:00:00 | n/a | n/a | n/a
Basic Wall:nbl_Int_PlstrGyp-Blck140-PlstrGyp_TYPE A:124347 | n/a | 1900-12-31T23:59:59 | Basic Wall:nbl_Int_PlstrGyp-Blck140-PlstrGyp_TYPE A | Ground Floor | n/a | xBIM from Autodesk Revit 2014 (ENU) | IfcWallStandardCase | 10975 | n/a | 0001-01-01T00:00:00 | 0001-01-01T00:00:00 | n/a | n/a | n/a
Basic Wall:nbl_Int_PlstrGyp-Blck140-PlstrGyp_TYPE A:124453 | n/a | 1900-12-31T23:59:59 | Basic Wall:nbl_Int_PlstrGyp-Blck140-PlstrGyp_TYPE A | Ground Floor | n/a | xBIM from Autodesk Revit 2014 (ENU) | IfcWallStandardCase | 11101 | n/a | 0001-01-01T00:00:00 | 0001-01-01T00:00:00 | n/a | n/a | n/a
Basic Wall:nbl_Int_PlstrGyp-Blck140-PlstrGyp_TYPE A:124496 | n/a | 1900-12-31T23:59:59 | Basic Wall:nbl_Int_PlstrGyp-Blck140-PlstrGyp_TYPE A | Ground Floor | n/a | xBIM from Autodesk Revit 2014 (ENU) | IfcWallStandardCase | 11224 | n/a | 0001-01-01T00:00:00 | 0001-01-01T00:00:00 | n/a | n/a | n/a
Basic Wall:nbl_Int_PlstrGyp-Blck140-PlstrGyp_TYPE A:124542 | n/a | 1900-12-31T23:59:59 | Basic Wall:nbl_Int_PlstrGyp-Blck140-PlstrGyp_TYPE A | Ground Floor | n/a | xBIM from Autodesk Revit 2014 (ENU) | IfcWallStandardCase | 11345 | n/a | 0001-01-01T00:00:00 | 0001-01-01T00:00:00 | n/a | n/a | n/a
Basic Wall:nbl_Int_PlstrGyp-Blck140-PlstrGyp_TYPE A:124622 | n/a | 1900-12-31T23:59:59 | Basic Wall:nbl_Int_PlstrGyp-Blck140-PlstrGyp_TYPE A | Ground Floor | n/a | xBIM from Autodesk Revit 2014 (ENU) | IfcWallStandardCase | 11476 | n/a | 0001-01-01T00:00:00 | 0001-01-01T00:00:00 | n/a | n/a | n/a
Basic Wall:nbl_Int_PlstrGyp-Blck140-PlstrGyp_TYPE A:124657 | n/a | 1900-12-31T23:59:59 | Basic Wall:nbl_Int_PlstrGyp-Blck140-PlstrGyp_TYPE A | Ground Floor | n/a | xBIM from Autodesk Revit 2014 (ENU) | IfcWallStandardCase | 11578 | n/a | 0001-01-01T00:00:00 | 0001-01-01T00:00:00 | n/a | n/a | n/a
Basic Wall:nbl_Int_PlstrGyp-Blck140-PlstrGyp_TYPE A:124703 | n/a | 1900-12-31T23:59:59 | Basic Wall:nbl_Int_PlstrGyp-Blck140-PlstrGyp_TYPE A | Ground Floor | n/a | xBIM from Autodesk Revit 2014 (ENU) | IfcWallStandardCase | 11692 | n/a | 0001-01-01T00:00:00 | 0001-01-01T00:00:00 | n/a | n/a | n/a
Basic Wall:nbl_Int_PlstrGyp-Blck140-PlstrGyp_TYPE A:124742 | n/a | 1900-12-31T23:59:59 | Basic Wall:nbl_Int_PlstrGyp-Blck140-PlstrGyp_TYPE A | Ground Floor | n/a | xBIM from Autodesk Revit 2014 (ENU) | IfcWallStandardCase | 11835 | n/a | 0001-01-01T00:00:00 | 0001-01-01T00:00:00 | n/a | n/a | n/a
Basic Wall:nbl_Int_PlstrGyp-Blck140-PlstrGyp_TYPE A:124783 | n/a | 1900-12-31T23:59:59 | Basic Wall:nbl_Int_PlstrGyp-Blck140-PlstrGyp_TYPE A | Ground Floor | n/a | xBIM from Autodesk Revit 2014 (ENU) | IfcWallStandardCase | 11964 | n/a | 0001-01-01T00:00:00 | 0001-01-01T00:00:00 | n/a | n/a | n/a
Basic Wall:nbl_Int_PlstrGyp-Blck140-PlstrGyp_TYPE A:124818 | n/a | 1900-12-31T23:59:59 | Basic Wall:nbl_Int_PlstrGyp-Blck140-PlstrGyp_TYPE A | Ground Floor | n/a | xBIM from Autodesk Revit 2014 (ENU) | IfcWallStandardCase | 12073 | n/a | 0001-01-01T00:00:00 | 0001-01-01T00:00:00 | n/a | n/a | n/a
Basic Wall:nbl_Int_PlstrGyp-Blck140-PlstrGyp_TYPE A:125433 | n/a | 1900-12-31T23:59:59 | Basic Wall:nbl_Int_PlstrGyp-Blck140-PlstrGyp_TYPE A | Ground Floor | n/a | xBIM from Autodesk Revit 2014 (ENU) | IfcWallStandardCase | 12601 | n/a | 0001-01-01T00:00:00 | 0001-01-01T00:00:00 | n/a | n/a | n/a
Basic Wall:nbl_Int_PlstrGyp-Blck140-PlstrGyp_TYPE A:160227 | n/a | 1900-12-31T23:59:59 | Basic Wall:nbl_Int_PlstrGyp-Blck140-PlstrGyp_TYPE A | Ground Floor | n/a | xBIM from Autodesk Revit 2014 (ENU) | IfcWallStandardCase | 146857 | n/a | 0001-01-01T00:00:00 | 0001-01-01T00:00:00 | n/a | n/a | n/a
Basic Wall:nbl_Int_PlstrGyp-Blck140-PlstrGyp_TYPE A:313229 | n/a | 1900-12-31T23:59:59 | Basic Wall:nbl_Int_PlstrGyp-Blck140-PlstrGyp_TYPE A | Ground Floor | n/a | xBIM from Autodesk Revit 2014 (ENU) | IfcWallStandardCase | 481372 | n/a | 0001-01-01T00:00:00 | 0001-01-01T00:00:00 | n/a | n/a | n/a
Basic Wall:nbl_Int_PlstrGyp-Blck140-PlstrGyp_TYPE A:313276 | n/a | 1900-12-31T23:59:59 | Basic Wall:nbl_Int_PlstrGyp-Blck140-PlstrGyp_TYPE A | Ground Floor | n/a | xBIM from Autodesk Revit 2014 (ENU) | IfcWallStandardCase | 481563 | n/a | 0001-01-01T00:00:00 | 0001-01-01T00:00:00 | n/a | n/a | n/a
Basic Wall:nbl_Int_PlstrGyp-Blck140-PlstrGyp_TYPE A:321814 | n/a | 1900-12-31T23:59:59 | Basic Wall:nbl_Int_PlstrGyp-Blck140-PlstrGyp_TYPE A | Ground Floor | n/a | xBIM from Autodesk Revit 2014 (ENU) | IfcWallStandardCase | 517454 | n/a | 0001-01-01T00:00:00 | 0001-01-01T00:00:00 | n/a | n/a | n/a
Basic Wall:nbl_Int_PlstrGyp-Blck140-PlstrGyp_TYPE A:321815 | n/a | 1900-12-31T23:59:59 | Basic Wall:nbl_Int_PlstrGyp-Blck140-PlstrGyp_TYPE A | Ground Floor | n/a | xBIM from Autodesk Revit 2014 (ENU) | IfcWallStandardCase | 517626 | n/a | 0001-01-01T00:00:00 | 0001-01-01T00:00:00 | n/a | n/a | n/a
Basic Wall:nbl_Int_PlstrGyp-Blck140-PlstrGyp_TYPE A:439858 | n/a | 1900-12-31T23:59:59 | Basic Wall:nbl_Int_PlstrGyp-Blck140-PlstrGyp_TYPE A | Ground Floor | n/a | xBIM from Autodesk Revit 2014 (ENU) | IfcWallStandardCase | 658067 | n/a | 0001-01-01T00:00:00 | 0001-01-01T00:00:00 | n/a | n/a | n/a
Basic Wall:nbl_Int_PlstrGyp-Blck140-PlstrGyp_TYPE A:440790 | n/a | 1900-12-31T23:59:59 | Basic Wall:nbl_Int_PlstrGyp-Blck140-PlstrGyp_TYPE A | Ground Floor | n/a | xBIM from Autodesk Revit 2014 (ENU) | IfcWallStandardCase | 658205 | n/a | 0001-01-01T00:00:00 | 0001-01-01T00:00:00 | n/a | n/a | n/a
Basic Wall:nbl_Int_PlstrGyp-Blck140-PlstrGyp_TYPE A:441040 | n/a | 1900-12-31T23:59:59 | Basic Wall:nbl_Int_PlstrGyp-Blck140-PlstrGyp_TYPE A | Ground Floor | n/a | xBIM from Autodesk Revit 2014 (ENU) | IfcWallStandardCase | 658399 | n/a | 0001-01-01T00:00:00 | 0001-01-01T00:00:00 | n/a | n/a | n/a
Basic Wall:nbl_Int_PlstrGyp-Blck140-PlstrGyp_TYPE A:488710 | n/a | 1900-12-31T23:59:59 | Basic Wall:nbl_Int_PlstrGyp-Blck140-PlstrGyp_TYPE A | Ground Floor | n/a | xBIM from Autodesk Revit 2014 (ENU) | IfcWallStandardCase | 701236 | n/a | 0001-01-01T00:00:00 | 0001-01-01T00:00:00 | n/a | n/a | n/a
Basic Wall:nbl_Int_PlstrGyp-Blck140-PlstrGyp_TYPE A:688590 | n/a | 1900-12-31T23:59:59 | Basic Wall:nbl_Int_PlstrGyp-Blck140-PlstrGyp_TYPE A | Ground Floor | n/a | xBIM from Autodesk Revit 2014 (ENU) | IfcWallStandardCase | 837861 | n/a | 0001-01-01T00:00:00 | 0001-01-01T00:00:00 | n/a | n/a | n/a
Basic Wall:nbl_Int_PlstrGyp-Blck140-PlstrGyp_TYPE A:702650 | n/a | 1900-12-31T23:59:59 | Basic Wall:nbl_Int_PlstrGyp-Blck140-PlstrGyp_TYPE A | Ground Floor | n/a | xBIM from Autodesk Revit 2014 (ENU) | IfcWallStandardCase | 841170 | n/a | 0001-01-01T00:00:00 | 0001-01-01T00:00:00 | n/a | n/a | n/a
Basic Wall:nbl_Int_PlstrbrdGyp-GalvStlStud-PlstrbrdGyp:123455 | n/a | 1900-12-31T23:59:59 | Basic Wall:nbl_Int_PlstrbrdGyp-GalvStlStud-PlstrbrdGyp | Ground Floor | n/a | xBIM from Autodesk Revit 2014 (ENU) | IfcWallStandardCase | 9337 | n/a | 0001-01-01T00:00:00 | 0001-01-01T00:00:00 | n/a | n/a | n/a
Basic Wall:nbl_Int_PlstrbrdGyp-GalvStlStud-PlstrbrdGyp:124968 | n/a | 1900-12-31T23:59:59 | Basic Wall:nbl_Int_PlstrbrdGyp-GalvStlStud-PlstrbrdGyp | Ground Floor | n/a | xBIM from Autodesk Revit 2014 (ENU) | IfcWallStandardCase | 12158 | n/a | 0001-01-01T00:00:00 | 0001-01-01T00:00:00 | n/a | n/a | n/a
Basic Wall:nbl_Int_PlstrbrdGyp-GalvStlStud-PlstrbrdGyp:125067 | n/a | 1900-12-31T23:59:59 | Basic Wall:nbl_Int_PlstrbrdGyp-GalvStlStud-PlstrbrdGyp | Ground Floor | n/a | xBIM from Autodesk Revit 2014 (ENU) | IfcWallStandardCase | 12393 | n/a | 0001-01-01T00:00:00 | 0001-01-01T00:00:00 | n/a | n/a | n/a
Basic Wall:nbl_Int_PlstrbrdGyp-GalvStlStud-PlstrbrdGyp:444506 | n/a | 1900-12-31T23:59:59 | Basic Wall:nbl_Int_PlstrbrdGyp-GalvStlStud-PlstrbrdGyp | Ground Floor | n/a | xBIM from Autodesk Revit 2014 (ENU) | IfcWallStandardCase | 658660 | n/a | 0001-01-01T00:00:00 | 0001-01-01T00:00:00 | n/a | n/a | n/a
Basic Wall:nbl_Int_Concept_80mm:125016 | n/a | 1900-12-31T23:59:59 | Basic Wall:nbl_Int_Concept_80mm | Ground Floor | n/a | xBIM from Autodesk Revit 2014 (ENU) | IfcWallStandardCase | 12248 | n/a | 0001-01-01T00:00:00 | 0001-01-01T00:00:00 | n/a | n/a | n/a
Basic Wall:nbl_Int_Concept_80mm:125147 | n/a | 1900-12-31T23:59:59 | Basic Wall:nbl_Int_Concept_80mm | Ground Floor | n/a | xBIM from Autodesk Revit 2014 (ENU) | IfcWallStandardCase | 12476 | n/a | 0001-01-01T00:00:00 | 0001-01-01T00:00:00 | n/a | n/a | n/a
Basic Wall:nbl_Int_Concept_80mm:125531 | n/a | 1900-12-31T23:59:59 | Basic Wall:nbl_Int_Concept_80mm | Ground Floor | n/a | xBIM from Autodesk Revit 2014 (ENU) | IfcWallStandardCase | 12693 | n/a | 0001-01-01T00:00:00 | 0001-01-01T00:00:00 | n/a | n/a | n/a
Basic Wall:nbl_Int_Concept_80mm:143675 | n/a | 1900-12-31T23:59:59 | Basic Wall:nbl_Int_Concept_80mm | Ground Floor | n/a | xBIM from Autodesk Revit 2014 (ENU) | IfcWallStandardCase | 99904 | n/a | 0001-01-01T00:00:00 | 0001-01-01T00:00:00 | n/a | n/a | n/a
Basic Wall:nbl_Int_Concept_80mm:262676 | n/a | 1900-12-31T23:59:59 | Basic Wall:nbl_Int_Concept_80mm | Ground Floor | n/a | xBIM from Autodesk Revit 2014 (ENU) | IfcWallStandardCase | 452034 | n/a | 0001-01-01T00:00:00 | 0001-01-01T00:00:00 | n/a | n/a | n/a
Basic Wall:nbl_Int_Concept_80mm:263880 | n/a | 1900-12-31T23:59:59 | Basic Wall:nbl_Int_Concept_80mm | Ground Floor | n/a | xBIM from Autodesk Revit 2014 (ENU) | IfcWallStandardCase | 453017 | n/a | 0001-01-01T00:00:00 | 0001-01-01T00:00:00 | n/a | n/a | n/a
Curtain Wall:SL52CurtainWallingSystem:127631 | n/a | 1900-12-31T23:59:59 | Curtain Wall:SL52CurtainWallingSystem | Ground Floor | n/a | xBIM from Autodesk Revit 2014 (ENU) | IfcCurtainWall | 13207 | n/a | 0001-01-01T00:00:00 | 0001-01-01T00:00:00 | n/a | n/a | n/a
Curtain Wall:SL52CurtainWallingSystem:127996 | n/a | 1900-12-31T23:59:59 | Curtain Wall:SL52CurtainWallingSystem | Ground Floor | n/a | xBIM from Autodesk Revit 2014 (ENU) | IfcCurtainWall | 18626 | n/a | 0001-01-01T00:00:00 | 0001-01-01T00:00:00 | n/a | n/a | n/a
Curtain Wall:SL52CurtainWallingSystem:352230 | n/a | 1900-12-31T23:59:59 | Curtain Wall:SL52CurtainWallingSystem | Ground Floor | n/a | xBIM from Autodesk Revit 2014 (ENU) | IfcCurtainWall | 582706 | n/a | 0001-01-01T00:00:00 | 0001-01-01T00:00:00 | n/a | n/a | n/a
Curtain Wall:SL52CurtainWallingSystem:353681 | n/a | 1900-12-31T23:59:59 | Curtain Wall:SL52CurtainWallingSystem | Ground Floor | n/a | xBIM from Autodesk Revit 2014 (ENU) | IfcCurtainWall | 583671 | n/a | 0001-01-01T00:00:00 | 0001-01-01T00:00:00 | n/a | n/a | n/a
Curtain Wall:SL52CurtainWallingSystem:353699 | n/a | 1900-12-31T23:59:59 | Curtain Wall:SL52CurtainWallingSystem | Ground Floor | n/a | xBIM from Autodesk Revit 2014 (ENU) | IfcCurtainWall | 584349 | n/a | 0001-01-01T00:00:00 | 0001-01-01T00:00:00 | n/a | n/a | n/a
Curtain Wall:SL52CurtainWallingSystem:353717 | n/a | 1900-12-31T23:59:59 | Curtain Wall:SL52CurtainWallingSystem | Ground Floor | n/a | xBIM from Autodesk Revit 2014 (ENU) | IfcCurtainWall | 585027 | n/a | 0001-01-01T00:00:00 | 0001-01-01T00:00:00 | n/a | n/a | n/a
Curtain Wall:SL52CurtainWallingSystem:353733 | n/a | 1900-12-31T23:59:59 | Curtain Wall:SL52CurtainWallingSystem | Ground Floor | n/a | xBIM from Autodesk Revit 2014 (ENU) | IfcCurtainWall | 585705 | n/a | 0001-01-01T00:00:00 | 0001-01-01T00:00:00 | n/a | n/a | n/a
Curtain Wall:SL52CurtainWallingSystem:353749 | n/a | 1900-12-31T23:59:59 | Curtain Wall:SL52CurtainWallingSystem | Ground Floor | n/a | xBIM from Autodesk Revit 2014 (ENU) | IfcCurtainWall | 586383 | n/a | 0001-01-01T00:00:00 | 0001-01-01T00:00:00 | n/a | n/a | n/a
Curtain Wall:SL52CurtainWallingSystem:353767 | n/a | 1900-12-31T23:59:59 | Curtain Wall:SL52CurtainWallingSystem | Ground Floor | n/a | xBIM from Autodesk Revit 2014 (ENU) | IfcCurtainWall | 587061 | n/a | 0001-01-01T00:00:00 | 0001-01-01T00:00:00 | n/a | n/a | n/a
Curtain Wall:SL52CurtainWallingSystem:353785 | n/a | 1900-12-31T23:59:59 | Curtain Wall:SL52CurtainWallingSystem | Ground Floor | n/a | xBIM from Autodesk Revit 2014 (ENU) | IfcCurtainWall | 587739 | n/a | 0001-01-01T00:00:00 | 0001-01-01T00:00:00 | n/a | n/a | n/a
Curtain Wall:SL52CurtainWallingSystem:353803 | n/a | 1900-12-31T23:59:59 | Curtain Wall:SL52CurtainWallingSystem | Ground Floor | n/a | xBIM from Autodesk Revit 2014 (ENU) | IfcCurtainWall | 588417 | n/a | 0001-01-01T00:00:00 | 0001-01-01T00:00:00 | n/a | n/a | n/a
Curtain Wall:SL52CurtainWallingSystem:353821 | n/a | 1900-12-31T23:59:59 | Curtain Wall:SL52CurtainWallingSystem | Ground Floor | n/a | xBIM from Autodesk Revit 2014 (ENU) | IfcCurtainWall | 589095 | n/a | 0001-01-01T00:00:00 | 0001-01-01T00:00:00 | n/a | n/a | n/a
Curtain Wall:SL52CurtainWallingSystem:356044 | n/a | 1900-12-31T23:59:59 | Curtain Wall:SL52CurtainWallingSystem | Ground Floor | n/a | xBIM from Autodesk Revit 2014 (ENU) | IfcCurtainWall | 590400 | n/a | 0001-01-01T00:00:00 | 0001-01-01T00:00:00 | n/a | n/a | n/a
Curtain Wall:SL52CurtainWallingSystem:356055 | n/a | 1900-12-31T23:59:59 | Curtain Wall:SL52CurtainWallingSystem | Ground Floor | n/a | xBIM from Autodesk Revit 2014 (ENU) | IfcCurtainWall | 591116 | n/a | 0001-01-01T00:00:00 | 0001-01-01T00:00:00 | n/a | n/a | n/a
Curtain Wall:SL52CurtainWallingSystem:356066 | n/a | 1900-12-31T23:59:59 | Curtain Wall:SL52CurtainWallingSystem | Ground Floor | n/a | xBIM from Autodesk Revit 2014 (ENU) | IfcCurtainWall | 591794 | n/a | 0001-01-01T00:00:00 | 0001-01-01T00:00:00 | n/a | n/a | n/a
Curtain Wall:SL52CurtainWallingSystem:356077 | n/a | 1900-12-31T23:59:59 | Curtain Wall:SL52CurtainWallingSystem | Ground Floor | n/a | xBIM from Autodesk Revit 2014 (ENU) | IfcCurtainWall | 592472 | n/a | 0001-01-01T00:00:00 | 0001-01-01T00:00:00 | n/a | n/a | n/a
Curtain Wall:SL52CurtainWallingSystem:356088 | n/a | 1900-12-31T23:59:59 | Curtain Wall:SL52CurtainWallingSystem | Ground Floor | n/a | xBIM from Autodesk Revit 2014 (ENU) | IfcCurtainWall | 593150 | n/a | 0001-01-01T00:00:00 | 0001-01-01T00:00:00 | n/a | n/a | n/a
Curtain Wall:SL52CurtainWallingSystem:356099 | n/a | 1900-12-31T23:59:59 | Curtain Wall:SL52CurtainWallingSystem | Ground Floor | n/a | xBIM from Autodesk Revit 2014 (ENU) | IfcCurtainWall | 593828 | n/a | 0001-01-01T00:00:00 | 0001-01-01T00:00:00 | n/a | n/a | n/a
Curtain Wall:SL52CurtainWallingSystem:356110 | n/a | 1900-12-31T23:59:59 | Curtain Wall:SL52CurtainWallingSystem | Ground Floor | n/a | xBIM from Autodesk Revit 2014 (ENU) | IfcCurtainWall | 594506 | n/a | 0001-01-01T00:00:00 | 0001-01-01T00:00:00 | n/a | n/a | n/a
Curtain Wall:SL52CurtainWallingSystem:356121 | n/a | 1900-12-31T23:59:59 | Curtain Wall:SL52CurtainWallingSystem | Ground Floor | n/a | xBIM from Autodesk Revit 2014 (ENU) | IfcCurtainWall | 595184 | n/a | 0001-01-01T00:00:00 | 0001-01-01T00:00:00 | n/a | n/a | n/a
Curtain Wall:SL52CurtainWallingSystem:356132 | n/a | 1900-12-31T23:59:59 | Curtain Wall:SL52CurtainWallingSystem | Ground Floor | n/a | xBIM from Autodesk Revit 2014 (ENU) | IfcCurtainWall | 595862 | n/a | 0001-01-01T00:00:00 | 0001-01-01T00:00:00 | n/a | n/a | n/a
Curtain Wall:SL52CurtainWallingSystem:356143 | n/a | 1900-12-31T23:59:59 | Curtain Wall:SL52CurtainWallingSystem | Ground Floor | n/a | xBIM from Autodesk Revit 2014 (ENU) | IfcCurtainWall | 596540 | n/a | 0001-01-01T00:00:00 | 0001-01-01T00:00:00 | n/a | n/a | n/a
Curtain Wall:SL52CurtainWallingSystem:358251 | n/a | 1900-12-31T23:59:59 | Curtain Wall:SL52CurtainWallingSystem | Ground Floor | n/a | xBIM from Autodesk Revit 2014 (ENU) | IfcCurtainWall | 597414 | n/a | 0001-01-01T00:00:00 | 0001-01-01T00:00:00 | n/a | n/a | n/a
Curtain Wall:SL52CurtainWallingSystem:358269 | n/a | 1900-12-31T23:59:59 | Curtain Wall:SL52CurtainWallingSystem | Ground Floor | n/a | xBIM from Autodesk Revit 2014 (ENU) | IfcCurtainWall | 598092 | n/a | 0001-01-01T00:00:00 | 0001-01-01T00:00:00 | n/a | n/a | n/a
Curtain Wall:SL52CurtainWallingSystem:358287 | n/a | 1900-12-31T23:59:59 | Curtain Wall:SL52CurtainWallingSystem | Ground Floor | n/a | xBIM from Autodesk Revit 2014 (ENU) | IfcCurtainWall | 598770 | n/a | 0001-01-01T00:00:00 | 0001-01-01T00:00:00 | n/a | n/a | n/a
Curtain Wall:SL52CurtainWallingSystem:358305 | n/a | 1900-12-31T23:59:59 | Curtain Wall:SL52CurtainWallingSystem | Ground Floor | n/a | xBIM from Autodesk Revit 2014 (ENU) | IfcCurtainWall | 599448 | n/a | 0001-01-01T00:00:00 | 0001-01-01T00:00:00 | n/a | n/a | n/a
Curtain Wall:SL52CurtainWallingSystem:365314 | n/a | 1900-12-31T23:59:59 | Curtain Wall:SL52CurtainWallingSystem | Ground Floor | n/a | xBIM from Autodesk Revit 2014 (ENU) | IfcCurtainWall | 601200 | n/a | 0001-01-01T00:00:00 | 0001-01-01T00:00:00 | n/a | n/a | n/a
Curtain Wall:SL52CurtainWallingSystem:365410 | n/a | 1900-12-31T23:59:59 | Curtain Wall:SL52CurtainWallingSystem | Ground Floor | n/a | xBIM from Autodesk Revit 2014 (ENU) | IfcCurtainWall | 602821 | n/a | 0001-01-01T00:00:00 | 0001-01-01T00:00:00 | n/a | n/a | n/a
Curtain Wall:SL52CurtainWallingSystem:367671 | n/a | 1900-12-31T23:59:59 | Curtain Wall:SL52CurtainWallingSystem | Ground Floor | n/a | xBIM from Autodesk Revit 2014 (ENU) | IfcCurtainWall | 604494 | n/a | 0001-01-01T00:00:00 | 0001-01-01T00:00:00 | n/a | n/a | n/a
Curtain Wall:SL52CurtainWallingSystem:369970 | n/a | 1900-12-31T23:59:59 | Curtain Wall:SL52CurtainWallingSystem | Ground Floor | n/a | xBIM from Autodesk Revit 2014 (ENU) | IfcCurtainWall | 613113 | n/a | 0001-01-01T00:00:00 | 0001-01-01T00:00:00 | n/a | n/a | n/a
Curtain Wall:SL52CurtainWallingSystem:371210 | n/a | 1900-12-31T23:59:59 | Curtain Wall:SL52CurtainWallingSystem | Ground Floor | n/a | xBIM from Autodesk Revit 2014 (ENU) | IfcCurtainWall | 618156 | n/a | 0001-01-01T00:00:00 | 0001-01-01T00:00:00 | n/a | n/a | n/a
Curtain Wall:SL52CurtainWallingSystem:371362 | n/a | 1900-12-31T23:59:59 | Curtain Wall:SL52CurtainWallingSystem | Ground Floor | n/a | xBIM from Autodesk Revit 2014 (ENU) | IfcCurtainWall | 620961 | n/a | 0001-01-01T00:00:00 | 0001-01-01T00:00:00 | n/a | n/a | n/a
Curtain Wall:SL52CurtainWallingSystem:371676 | n/a | 1900-12-31T23:59:59 | Curtain Wall:SL52CurtainWallingSystem | Ground Floor | n/a | xBIM from Autodesk Revit 2014 (ENU) | IfcCurtainWall | 623250 | n/a | 0001-01-01T00:00:00 | 0001-01-01T00:00:00 | n/a | n/a | n/a
Curtain Wall:SL52CurtainWallingSystem:372323 | n/a | 1900-12-31T23:59:59 | Curtain Wall:SL52CurtainWallingSystem | Ground Floor | n/a | xBIM from Autodesk Revit 2014 (ENU) | IfcCurtainWall | 626213 | n/a | 0001-01-01T00:00:00 | 0001-01-01T00:00:00 | n/a | n/a | n/a
Curtain Wall:SL52CurtainWallingSystem:372491 | n/a | 1900-12-31T23:59:59 | Curtain Wall:SL52CurtainWallingSystem | Ground Floor | n/a | xBIM from Autodesk Revit 2014 (ENU) | IfcCurtainWall | 629047 | n/a | 0001-01-01T00:00:00 | 0001-01-01T00:00:00 | n/a | n/a | n/a
Curtain Wall:SL52CurtainWallingSystem:447879 | n/a | 1900-12-31T23:59:59 | Curtain Wall:SL52CurtainWallingSystem | Ground Floor | n/a | xBIM from Autodesk Revit 2014 (ENU) | IfcCurtainWall | 693462 | n/a | 0001-01-01T00:00:00 | 0001-01-01T00:00:00 | n/a | n/a | n/a
Curtain Wall:SL52CurtainWallingSystem:448519 | n/a | 1900-12-31T23:59:59 | Curtain Wall:SL52CurtainWallingSystem | Ground Floor | n/a | xBIM from Autodesk Revit 2014 (ENU) | IfcCurtainWall | 694178 | n/a | 0001-01-01T00:00:00 | 0001-01-01T00:00:00 | n/a | n/a | n/a
Curtain Wall:SL52CurtainWallingSystem:448537 | n/a | 1900-12-31T23:59:59 | Curtain Wall:SL52CurtainWallingSystem | Ground Floor | n/a | xBIM from Autodesk Revit 2014 (ENU) | IfcCurtainWall | 694894 | n/a | 0001-01-01T00:00:00 | 0001-01-01T00:00:00 | n/a | n/a | n/a
Curtain Wall:SL52CurtainWallingSystem:448645 | n/a | 1900-12-31T23:59:59 | Curtain Wall:SL52CurtainWallingSystem | Ground Floor | n/a | xBIM from Autodesk Revit 2014 (ENU) | IfcCurtainWall | 695572 | n/a | 0001-01-01T00:00:00 | 0001-01-01T00:00:00 | n/a | n/a | n/a
Curtain Wall:SL52CurtainWallingSystem:448663 | n/a | 1900-12-31T23:59:59 | Curtain Wall:SL52CurtainWallingSystem | Ground Floor | n/a | xBIM from Autodesk Revit 2014 (ENU) | IfcCurtainWall | 696250 | n/a | 0001-01-01T00:00:00 | 0001-01-01T00:00:00 | n/a | n/a | n/a
Curtain Wall:SL52CurtainWallingSystem:448679 | n/a | 1900-12-31T23:59:59 | Curtain Wall:SL52CurtainWallingSystem | Ground Floor | n/a | xBIM from Autodesk Revit 2014 (ENU) | IfcCurtainWall | 696928 | n/a | 0001-01-01T00:00:00 | 0001-01-01T00:00:00 | n/a | n/a | n/a
Curtain Wall:SL52CurtainWallingSystem:448697 | n/a | 1900-12-31T23:59:59 | Curtain Wall:SL52CurtainWallingSystem | Ground Floor | n/a | xBIM from Autodesk Revit 2014 (ENU) | IfcCurtainWall | 697606 | n/a | 0001-01-01T00:00:00 | 0001-01-01T00:00:00 | n/a | n/a | n/a
Curtain Wall:SL52CurtainWallingSystem:448715 | n/a | 1900-12-31T23:59:59 | Curtain Wall:SL52CurtainWallingSystem | Ground Floor | n/a | xBIM from Autodesk Revit 2014 (ENU) | IfcCurtainWall | 698284 | n/a | 0001-01-01T00:00:00 | 0001-01-01T00:00:00 | n/a | n/a | n/a
Curtain Wall:SL52CurtainWallingSystem:448733 | n/a | 1900-12-31T23:59:59 | Curtain Wall:SL52CurtainWallingSystem | Ground Floor | n/a | xBIM from Autodesk Revit 2014 (ENU) | IfcCurtainWall | 698962 | n/a | 0001-01-01T00:00:00 | 0001-01-01T00:00:00 | n/a | n/a | n/a
Curtain Wall:SL52CurtainWallingSystem:448751 | n/a | 1900-12-31T23:59:59 | Curtain Wall:SL52CurtainWallingSystem | Ground Floor | n/a | xBIM from Autodesk Revit 2014 (ENU) | IfcCurtainWall | 699640 | n/a | 0001-01-01T00:00:00 | 0001-01-01T00:00:00 | n/a | n/a | n/a
Curtain Wall:SL52CurtainWallingSystem:448769 | n/a | 1900-12-31T23:59:59 | Curtain Wall:SL52CurtainWallingSystem | Ground Floor | n/a | xBIM from Autodesk Revit 2014 (ENU) | IfcCurtainWall | 700318 | n/a | 0001-01-01T00:00:00 | 0001-01-01T00:00:00 | n/a | n/a | n/a
NBS_AluK_DrsetSym_58BDDoubleDoorSystem_Door-CurtainWall:1900x2660mm:357512 | n/a | 1900-12-31T23:59:59 | 1900x2660mm |  | n/a | xBIM from Autodesk Revit 2014 (ENU) | IfcBuildingElementProxy | 29662 | n/a | 0001-01-01T00:00:00 | 0001-01-01T00:00:00 | n/a | n/a | n/a
NBS_AluK_DrsetSym_58BDDoubleDoorSystem_Door-CurtainWall:1900x2660mm:365321 | n/a | 1900-12-31T23:59:59 | 1900x2660mm | 20INT.04 | n/a | xBIM from Autodesk Revit 2014 (ENU) | IfcBuildingElementProxy | 601261 | n/a | 0001-01-01T00:00:00 | 0001-01-01T00:00:00 | n/a | n/a | n/a
NBS_AluK_DrsetSym_58BDDoubleDoorSystem_Door-CurtainWall:1900x2660mm:365417 | n/a | 1900-12-31T23:59:59 | 1900x2660mm |  | n/a | xBIM from Autodesk Revit 2014 (ENU) | IfcBuildingElementProxy | 602896 | n/a | 0001-01-01T00:00:00 | 0001-01-01T00:00:00 | n/a | n/a | n/a
Timber:200 X 400:138009 | n/a | 1900-12-31T23:59:59 | 200 X 400 | Ground Floor | n/a | xBIM from Autodesk Revit 2014 (ENU) | IfcColumn | 95081 | n/a | 0001-01-01T00:00:00 | 0001-01-01T00:00:00 | n/a | n/a | n/a
Timber:200 X 400:138189 | n/a | 1900-12-31T23:59:59 | 200 X 400 | Ground Floor | n/a | xBIM from Autodesk Revit 2014 (ENU) | IfcColumn | 95155 | n/a | 0001-01-01T00:00:00 | 0001-01-01T00:00:00 | n/a | n/a | n/a
Timber:200 X 400:138204 | n/a | 1900-12-31T23:59:59 | 200 X 400 | Ground Floor | n/a | xBIM from Autodesk Revit 2014 (ENU) | IfcColumn | 95211 | n/a | 0001-01-01T00:00:00 | 0001-01-01T00:00:00 | n/a | n/a | n/a
Timber:200 X 400:138219 | n/a | 1900-12-31T23:59:59 | 200 X 400 | Ground Floor | n/a | xBIM from Autodesk Revit 2014 (ENU) | IfcColumn | 95267 | n/a | 0001-01-01T00:00:00 | 0001-01-01T00:00:00 | n/a | n/a | n/a
Timber:200 X 400:138234 | n/a | 1900-12-31T23:59:59 | 200 X 400 | Ground Floor | n/a | xBIM from Autodesk Revit 2014 (ENU) | IfcColumn | 95323 | n/a | 0001-01-01T00:00:00 | 0001-01-01T00:00:00 | n/a | n/a | n/a
Timber:200 X 400:138251 | n/a | 1900-12-31T23:59:59 | 200 X 400 | Ground Floor | n/a | xBIM from Autodesk Revit 2014 (ENU) | IfcColumn | 95399 | n/a | 0001-01-01T00:00:00 | 0001-01-01T00:00:00 | n/a | n/a | n/a
Timber:200 X 400:138294 | n/a | 1900-12-31T23:59:59 | 200 X 400 | Ground Floor | n/a | xBIM from Autodesk Revit 2014 (ENU) | IfcColumn | 95478 | n/a | 0001-01-01T00:00:00 | 0001-01-01T00:00:00 | n/a | n/a | n/a
Timber:200 X 400:138309 | n/a | 1900-12-31T23:59:59 | 200 X 400 | Ground Floor | n/a | xBIM from Autodesk Revit 2014 (ENU) | IfcColumn | 95557 | n/a | 0001-01-01T00:00:00 | 0001-01-01T00:00:00 | n/a | n/a | n/a
Timber:200 X 400:138411 | n/a | 1900-12-31T23:59:59 | 200 X 400 | Ground Floor | n/a | xBIM from Autodesk Revit 2014 (ENU) | IfcColumn | 95637 | n/a | 0001-01-01T00:00:00 | 0001-01-01T00:00:00 | n/a | n/a | n/a
Concrete Rectangular:200 X 400:138424 | n/a | 1900-12-31T23:59:59 | 200 X 400 | Ground Floor | n/a | xBIM from Autodesk Revit 2014 (ENU) | IfcColumn | 95716 | n/a | 0001-01-01T00:00:00 | 0001-01-01T00:00:00 | n/a | n/a | n/a
Concrete Rectangular:200 X 400:138439 | n/a | 1900-12-31T23:59:59 | 200 X 400 | Ground Floor | n/a | xBIM from Autodesk Revit 2014 (ENU) | IfcColumn | 95784 | n/a | 0001-01-01T00:00:00 | 0001-01-01T00:00:00 | n/a | n/a | n/a
Concrete Rectangular:200 X 400:138454 | n/a | 1900-12-31T23:59:59 | 200 X 400 | Ground Floor | n/a | xBIM from Autodesk Revit 2014 (ENU) | IfcColumn | 95842 | n/a | 0001-01-01T00:00:00 | 0001-01-01T00:00:00 | n/a | n/a | n/a
Concrete Rectangular:200 X 400:138469 | n/a | 1900-12-31T23:59:59 | 200 X 400 | Ground Floor | n/a | xBIM from Autodesk Revit 2014 (ENU) | IfcColumn | 95900 | n/a | 0001-01-01T00:00:00 | 0001-01-01T00:00:00 | n/a | n/a | n/a
Timber:200 X 400:138507 | n/a | 1900-12-31T23:59:59 | 200 X 400 | Ground Floor | n/a | xBIM from Autodesk Revit 2014 (ENU) | IfcColumn | 95976 | n/a | 0001-01-01T00:00:00 | 0001-01-01T00:00:00 | n/a | n/a | n/a
Timber:240 X 200:140250 | n/a | 1900-12-31T23:59:59 | 240 X 200 | Ground Floor | n/a | xBIM from Autodesk Revit 2014 (ENU) | IfcColumn | 96052 | n/a | 0001-01-01T00:00:00 | 0001-01-01T00:00:00 | n/a | n/a | n/a
Timber:200 X 200:140341 | n/a | 1900-12-31T23:59:59 | 200 X 200 | Ground Floor | n/a | xBIM from Autodesk Revit 2014 (ENU) | IfcColumn | 96142 | n/a | 0001-01-01T00:00:00 | 0001-01-01T00:00:00 | n/a | n/a | n/a
nbl_Door_Ext-Sgl-Blnk:1010X2100:141810 | n/a | 1900-12-31T23:59:59 | 1010X2100 | Ground Floor | n/a | xBIM from Autodesk Revit 2014 (ENU) | IfcDoor | 96515 | n/a | 0001-01-01T00:00:00 | 0001-01-01T00:00:00 | n/a | n/a | n/a
nbl_Door_Ext-Sgl-Blnk:1010X2100:143113 | n/a | 1900-12-31T23:59:59 | 1010X2100 | Ground Floor | n/a | xBIM from Autodesk Revit 2014 (ENU) | IfcDoor | 99381 | n/a | 0001-01-01T00:00:00 | 0001-01-01T00:00:00 | n/a | n/a | n/a
nbl_Door_Ext-Sgl-Blnk:1010X2100:143246 | n/a | 1900-12-31T23:59:59 | 1010X2100 | Ground Floor | n/a | xBIM from Autodesk Revit 2014 (ENU) | IfcDoor | 99456 | n/a | 0001-01-01T00:00:00 | 0001-01-01T00:00:00 | n/a | n/a | n/a
nbl_Door_Ext-Sgl-Blnk:1010X2100:143588 | n/a | 1900-12-31T23:59:59 | 1010X2100 | Ground Floor | n/a | xBIM from Autodesk Revit 2014 (ENU) | IfcDoor | 99815 | n/a | 0001-01-01T00:00:00 | 0001-01-01T00:00:00 | n/a | n/a | n/a
nbl_Door_Ext-Dbl-Blnk-Eq:1810X2100:149940 | n/a | 1900-12-31T23:59:59 | 1810X2100 | Ground Floor | n/a | xBIM from Autodesk Revit 2014 (ENU) | IfcDoor | 105826 | n/a | 0001-01-01T00:00:00 | 0001-01-01T00:00:00 | n/a | n/a | n/a
nbl_Door_Ext-Dbl-Blnk-Eq:1810X2100:383519 | n/a | 1900-12-31T23:59:59 | 1810X2100 | Ground Floor | n/a | xBIM from Autodesk Revit 2014 (ENU) | IfcDoor | 634404 | n/a | 0001-01-01T00:00:00 | 0001-01-01T00:00:00 | n/a | n/a | n/a
nbl_Door_Int-Dbl-Vsn-Pnl-02:1710X2100:156609 | n/a | 1900-12-31T23:59:59 | 1710X2100 | Ground Floor | n/a | xBIM from Autodesk Revit 2014 (ENU) | IfcDoor | 107298 | n/a | 0001-01-01T00:00:00 | 0001-01-01T00:00:00 | n/a | n/a | n/a
nbl_Door_Int-Dbl-Vsn-Pnl-02:1710X2100:160241 | n/a | 1900-12-31T23:59:59 | 1710X2100 | Ground Floor | n/a | xBIM from Autodesk Revit 2014 (ENU) | IfcDoor | 146928 | n/a | 0001-01-01T00:00:00 | 0001-01-01T00:00:00 | n/a | n/a | n/a
nbl_Door_Int-Dbl-Vsn-Pnl-02:1710X2100:160134 | n/a | 1900-12-31T23:59:59 | 1710X2100 | Ground Floor | n/a | xBIM from Autodesk Revit 2014 (ENU) | IfcDoor | 146717 | n/a | 0001-01-01T00:00:00 | 0001-01-01T00:00:00 | n/a | n/a | n/a
nbl_Door_Int-Sgl-Blnk:1010X2100:160333 | n/a | 1900-12-31T23:59:59 | 1010X2100 | Ground Floor | n/a | xBIM from Autodesk Revit 2014 (ENU) | IfcDoor | 181336 | n/a | 0001-01-01T00:00:00 | 0001-01-01T00:00:00 | n/a | n/a | n/a
nbl_Door_Int-Sgl-Blnk:1010X2100:160557 | n/a | 1900-12-31T23:59:59 | 1010X2100 | Ground Floor | n/a | xBIM from Autodesk Revit 2014 (ENU) | IfcDoor | 215794 | n/a | 0001-01-01T00:00:00 | 0001-01-01T00:00:00 | n/a | n/a | n/a
nbl_Door_Int-Sgl-Blnk:910X2100:160636 | n/a | 1900-12-31T23:59:59 | 910X2100 | Ground Floor | n/a | xBIM from Autodesk Revit 2014 (ENU) | IfcDoor | 248955 | n/a | 0001-01-01T00:00:00 | 0001-01-01T00:00:00 | n/a | n/a | n/a
nbl_DrsetSym_AssaAbloy_SelectDoorFive:nbl_DoorsetSystem_AssaAbloy_SelectDoorFive_1000x2100mm-NFR:160758 | n/a | 1900-12-31T23:59:59 | nbl_DoorsetSystem_AssaAbloy_SelectDoorFive_1000x2100mm-NFR | Ground Floor | n/a | xBIM from Autodesk Revit 2014 (ENU) | IfcDoor | 255103 | n/a | 0001-01-01T00:00:00 | 0001-01-01T00:00:00 | n/a | n/a | n/a
nbl_Door_Int-Sgl-Blnk:1010X2100:160822 | n/a | 1900-12-31T23:59:59 | 1010X2100 | Ground Floor | n/a | xBIM from Autodesk Revit 2014 (ENU) | IfcDoor | 289635 | n/a | 0001-01-01T00:00:00 | 0001-01-01T00:00:00 | n/a | n/a | n/a
nbl_Door_Int-Sgl-Blnk:910X2100:161242 | n/a | 1900-12-31T23:59:59 | 910X2100 | Ground Floor | n/a | xBIM from Autodesk Revit 2014 (ENU) | IfcDoor | 322778 | n/a | 0001-01-01T00:00:00 | 0001-01-01T00:00:00 | n/a | n/a | n/a
nbl_Door_Int-Sgl-Blnk:910X2100:451771 | n/a | 1900-12-31T23:59:59 | 910X2100 | Ground Floor | n/a | xBIM from Autodesk Revit 2014 (ENU) | IfcDoor | 701046 | n/a | 0001-01-01T00:00:00 | 0001-01-01T00:00:00 | n/a | n/a | n/a
nbl_Door_Int-Sgl-Blnk:910X2100:161577 | n/a | 1900-12-31T23:59:59 | 910X2100 | Ground Floor | n/a | xBIM from Autodesk Revit 2014 (ENU) | IfcDoor | 355925 | n/a | 0001-01-01T00:00:00 | 0001-01-01T00:00:00 | n/a | n/a | n/a
Basic Wall:downpipe:227833 | n/a | 1900-12-31T23:59:59 | Basic Wall:downpipe | Ground Floor | n/a | xBIM from Autodesk Revit 2014 (ENU) | IfcWallStandardCase | 408647 | n/a | 0001-01-01T00:00:00 | 0001-01-01T00:00:00 | n/a | n/a | n/a
Basic Wall:downpipe:227834 | n/a | 1900-12-31T23:59:59 | Basic Wall:downpipe | Ground Floor | n/a | xBIM from Autodesk Revit 2014 (ENU) | IfcWallStandardCase | 408758 | n/a | 0001-01-01T00:00:00 | 0001-01-01T00:00:00 | n/a | n/a | n/a
Basic Wall:downpipe:227835 | n/a | 1900-12-31T23:59:59 | Basic Wall:downpipe | Ground Floor | n/a | xBIM from Autodesk Revit 2014 (ENU) | IfcWallStandardCase | 408832 | n/a | 0001-01-01T00:00:00 | 0001-01-01T00:00:00 | n/a | n/a | n/a
Basic Wall:downpipe:358440 | n/a | 1900-12-31T23:59:59 | Basic Wall:downpipe | Ground Floor | n/a | xBIM from Autodesk Revit 2014 (ENU) | IfcWallStandardCase | 600190 | n/a | 0001-01-01T00:00:00 | 0001-01-01T00:00:00 | n/a | n/a | n/a
Basic Wall:downpipe:358441 | n/a | 1900-12-31T23:59:59 | Basic Wall:downpipe | Ground Floor | n/a | xBIM from Autodesk Revit 2014 (ENU) | IfcWallStandardCase | 600263 | n/a | 0001-01-01T00:00:00 | 0001-01-01T00:00:00 | n/a | n/a | n/a
Basic Wall:downpipe:358442 | n/a | 1900-12-31T23:59:59 | Basic Wall:downpipe | Ground Floor | n/a | xBIM from Autodesk Revit 2014 (ENU) | IfcWallStandardCase | 600336 | n/a | 0001-01-01T00:00:00 | 0001-01-01T00:00:00 | n/a | n/a | n/a
Basic Wall:downpipe:358490 | n/a | 1900-12-31T23:59:59 | Basic Wall:downpipe | Ground Floor | n/a | xBIM from Autodesk Revit 2014 (ENU) | IfcWallStandardCase | 600449 | n/a | 0001-01-01T00:00:00 | 0001-01-01T00:00:00 | n/a | n/a | n/a
Basic Wall:downpipe:358491 | n/a | 1900-12-31T23:59:59 | Basic Wall:downpipe | Ground Floor | n/a | xBIM from Autodesk Revit 2014 (ENU) | IfcWallStandardCase | 600522 | n/a | 0001-01-01T00:00:00 | 0001-01-01T00:00:00 | n/a | n/a | n/a
Basic Wall:downpipe:358492 | n/a | 1900-12-31T23:59:59 | Basic Wall:downpipe | Ground Floor | n/a | xBIM from Autodesk Revit 2014 (ENU) | IfcWallStandardCase | 600595 | n/a | 0001-01-01T00:00:00 | 0001-01-01T00:00:00 | n/a | n/a | n/a
Basic Wall:downpipe:358513 | n/a | 1900-12-31T23:59:59 | Basic Wall:downpipe | Ground Floor | n/a | xBIM from Autodesk Revit 2014 (ENU) | IfcWallStandardCase | 600708 | n/a | 0001-01-01T00:00:00 | 0001-01-01T00:00:00 | n/a | n/a | n/a
Basic Wall:downpipe:358514 | n/a | 1900-12-31T23:59:59 | Basic Wall:downpipe | Ground Floor | n/a | xBIM from Autodesk Revit 2014 (ENU) | IfcWallStandardCase | 600781 | n/a | 0001-01-01T00:00:00 | 0001-01-01T00:00:00 | n/a | n/a | n/a
Basic Wall:downpipe:358515 | n/a | 1900-12-31T23:59:59 | Basic Wall:downpipe | Ground Floor | n/a | xBIM from Autodesk Revit 2014 (ENU) | IfcWallStandardCase | 600854 | n/a | 0001-01-01T00:00:00 | 0001-01-01T00:00:00 | n/a | n/a | n/a
Basic Wall:downpipe:358587 | n/a | 1900-12-31T23:59:59 | Basic Wall:downpipe | Ground Floor | n/a | xBIM from Autodesk Revit 2014 (ENU) | IfcWallStandardCase | 600967 | n/a | 0001-01-01T00:00:00 | 0001-01-01T00:00:00 | n/a | n/a | n/a
Basic Wall:downpipe:358588 | n/a | 1900-12-31T23:59:59 | Basic Wall:downpipe | Ground Floor | n/a | xBIM from Autodesk Revit 2014 (ENU) | IfcWallStandardCase | 601040 | n/a | 0001-01-01T00:00:00 | 0001-01-01T00:00:00 | n/a | n/a | n/a
Basic Wall:downpipe:358589 | n/a | 1900-12-31T23:59:59 | Basic Wall:downpipe | Ground Floor | n/a | xBIM from Autodesk Revit 2014 (ENU) | IfcWallStandardCase | 601113 | n/a | 0001-01-01T00:00:00 | 0001-01-01T00:00:00 | n/a | n/a | n/a
nbl_SanitaryAccessory_Grab-Rail-Horizontal :600 mm:262432 | n/a | 1900-12-31T23:59:59 | 600 mm | 20WC.02 | n/a | xBIM from Autodesk Revit 2014 (ENU) | IfcFurnishingElement | 415255 | n/a | 0001-01-01T00:00:00 | 0001-01-01T00:00:00 | n/a | n/a | n/a
nbl_SanitaryAccessory_Grab-Rail-Vertical :600 mm:262433 | n/a | 1900-12-31T23:59:59 | 600 mm | 20WC.02 | n/a | xBIM from Autodesk Revit 2014 (ENU) | IfcFurnishingElement | 421290 | n/a | 0001-01-01T00:00:00 | 0001-01-01T00:00:00 | n/a | n/a | n/a
nbl_SanitaryAccessory_Grab-Rail-Vertical :600 mm:262434 | n/a | 1900-12-31T23:59:59 | 600 mm | 20WC.02 | n/a | xBIM from Autodesk Revit 2014 (ENU) | IfcFurnishingElement | 421375 | n/a | 0001-01-01T00:00:00 | 0001-01-01T00:00:00 | n/a | n/a | n/a
nbl_SanitaryAccessory_Grab-Rail-Vertical :600 mm:262436 | n/a | 1900-12-31T23:59:59 | 600 mm | 20WC.02 | n/a | xBIM from Autodesk Revit 2014 (ENU) | IfcFurnishingElement | 428928 | n/a | 0001-01-01T00:00:00 | 0001-01-01T00:00:00 | n/a | n/a | n/a
nbl_SanitaryAccessory_Grab-Rail-Dropdown :Type 1:262435 | n/a | 1900-12-31T23:59:59 | Type 1 | 20WC.02 | n/a | xBIM from Autodesk Revit 2014 (ENU) | IfcFurnishingElement | 428839 | n/a | 0001-01-01T00:00:00 | 0001-01-01T00:00:00 | n/a | n/a | n/a
nbl_SanitaryAccessory_Disposal-Bin:Type 1:262440 | n/a | 1900-12-31T23:59:59 | Type 1 | 20WC.02 | n/a | xBIM from Autodesk Revit 2014 (ENU) | IfcFurnishingElement | 434275 | n/a | 0001-01-01T00:00:00 | 0001-01-01T00:00:00 | n/a | n/a | n/a
nbl_SanitaryAccessory_Shelf-Colostomy:150x400:262441 | n/a | 1900-12-31T23:59:59 | 150x400 | 20WC.02 | n/a | xBIM from Autodesk Revit 2014 (ENU) | IfcFurnishingElement | 434431 | n/a | 0001-01-01T00:00:00 | 0001-01-01T00:00:00 | n/a | n/a | n/a
nbl_SanitaryAccessory_Hand-Drier :Type 1:262442 | n/a | 1900-12-31T23:59:59 | Type 1 | 20WC.02 | n/a | xBIM from Autodesk Revit 2014 (ENU) | IfcFurnishingElement | 435710 | n/a | 0001-01-01T00:00:00 | 0001-01-01T00:00:00 | n/a | n/a | n/a
nbl_SanitaryAccessory_Dispenser-Soap :Type 1:262443 | n/a | 1900-12-31T23:59:59 | Type 1 | 20WC.02 | n/a | xBIM from Autodesk Revit 2014 (ENU) | IfcFurnishingElement | 435873 | n/a | 0001-01-01T00:00:00 | 0001-01-01T00:00:00 | n/a | n/a | n/a
nbl_SanitaryAccessory_Dispenser-Paper-Towel :Type 1:262444 | n/a | 1900-12-31T23:59:59 | Type 1 | 20WC.02 | n/a | xBIM from Autodesk Revit 2014 (ENU) | IfcFurnishingElement | 436299 | n/a | 0001-01-01T00:00:00 | 0001-01-01T00:00:00 | n/a | n/a | n/a
nbl_SanitaryAccessory_Back-Rest :Type 1:262450 | n/a | 1900-12-31T23:59:59 | Type 1 | 20WC.02 | n/a | xBIM from Autodesk Revit 2014 (ENU) | IfcFurnishingElement | 442526 | n/a | 0001-01-01T00:00:00 | 0001-01-01T00:00:00 | n/a | n/a | n/a
nbl_SanitaryAccessory_Shelf-Colostomy:150x400:262453 | n/a | 1900-12-31T23:59:59 | 150x400 | 20WC.02 | n/a | xBIM from Autodesk Revit 2014 (ENU) | IfcFurnishingElement | 447901 | n/a | 0001-01-01T00:00:00 | 0001-01-01T00:00:00 | n/a | n/a | n/a
nbl_SanitaryAccessory_Dispenser-Toilet-Roll-Mltpl:Type 1:263580 | n/a | 1900-12-31T23:59:59 | Type 1 | 20WC.02 | n/a | xBIM from Autodesk Revit 2014 (ENU) | IfcFurnishingElement | 452726 | n/a | 0001-01-01T00:00:00 | 0001-01-01T00:00:00 | n/a | n/a | n/a
nbl_SanitaryAccessory_Disposal-Sanitary-Unit :Type 1:263670 | n/a | 1900-12-31T23:59:59 | Type 1 | 20WC.02 | n/a | xBIM from Autodesk Revit 2014 (ENU) | IfcFurnishingElement | 452924 | n/a | 0001-01-01T00:00:00 | 0001-01-01T00:00:00 | n/a | n/a | n/a
Basic Wall:nbl_Int_PlstrGyp-Blck140_TYPE A:267111 | n/a | 1900-12-31T23:59:59 | Basic Wall:nbl_Int_PlstrGyp-Blck140_TYPE A | Ground Floor | n/a | xBIM from Autodesk Revit 2014 (ENU) | IfcWallStandardCase | 457460 | n/a | 0001-01-01T00:00:00 | 0001-01-01T00:00:00 | n/a | n/a | n/a
Basic Wall:nbl_Int_PlstrGyp-Blck140_TYPE A:267441 | n/a | 1900-12-31T23:59:59 | Basic Wall:nbl_Int_PlstrGyp-Blck140_TYPE A | Ground Floor | n/a | xBIM from Autodesk Revit 2014 (ENU) | IfcWallStandardCase | 457614 | n/a | 0001-01-01T00:00:00 | 0001-01-01T00:00:00 | n/a | n/a | n/a
Basic Wall:nbl_Int_PlstrGyp-Blck140_TYPE A:268614 | n/a | 1900-12-31T23:59:59 | Basic Wall:nbl_Int_PlstrGyp-Blck140_TYPE A | Ground Floor | n/a | xBIM from Autodesk Revit 2014 (ENU) | IfcWallStandardCase | 457722 | n/a | 0001-01-01T00:00:00 | 0001-01-01T00:00:00 | n/a | n/a | n/a
Basic Wall:nbl_Int_PlstrGyp-Blck140_TYPE A:268615 | n/a | 1900-12-31T23:59:59 | Basic Wall:nbl_Int_PlstrGyp-Blck140_TYPE A | Ground Floor | n/a | xBIM from Autodesk Revit 2014 (ENU) | IfcWallStandardCase | 457843 | n/a | 0001-01-01T00:00:00 | 0001-01-01T00:00:00 | n/a | n/a | n/a
Basic Wall:nbl_Int_PlstrGyp-Blck140_TYPE A:321816 | n/a | 1900-12-31T23:59:59 | Basic Wall:nbl_Int_PlstrGyp-Blck140_TYPE A | Ground Floor | n/a | xBIM from Autodesk Revit 2014 (ENU) | IfcWallStandardCase | 517815 | n/a | 0001-01-01T00:00:00 | 0001-01-01T00:00:00 | n/a | n/a | n/a
Basic Wall:nbl_Int_PlstrGyp-Blck140_TYPE A:321817 | n/a | 1900-12-31T23:59:59 | Basic Wall:nbl_Int_PlstrGyp-Blck140_TYPE A | Ground Floor | n/a | xBIM from Autodesk Revit 2014 (ENU) | IfcWallStandardCase | 517938 | n/a | 0001-01-01T00:00:00 | 0001-01-01T00:00:00 | n/a | n/a | n/a
Basic Wall:nbl_Int_PlstrGyp-Blck140_TYPE A:489806 | n/a | 1900-12-31T23:59:59 | Basic Wall:nbl_Int_PlstrGyp-Blck140_TYPE A | Ground Floor | n/a | xBIM from Autodesk Revit 2014 (ENU) | IfcWallStandardCase | 715039 | n/a | 0001-01-01T00:00:00 | 0001-01-01T00:00:00 | n/a | n/a | n/a
HOK-PLF_Countertop:HOK-PLF_Countertop:270534 | n/a | 1900-12-31T23:59:59 | HOK-PLF_Countertop | 20WC.03 | n/a | xBIM from Autodesk Revit 2014 (ENU) | IfcBuildingElementProxy | 460619 | n/a | 0001-01-01T00:00:00 | 0001-01-01T00:00:00 | n/a | n/a | n/a
HOK-PLF_Countertop:HOK-PLF_Countertop:271951 | n/a | 1900-12-31T23:59:59 | HOK-PLF_Countertop | 20WC.04 | n/a | xBIM from Autodesk Revit 2014 (ENU) | IfcBuildingElementProxy | 471710 | n/a | 0001-01-01T00:00:00 | 0001-01-01T00:00:00 | n/a | n/a | n/a
Timber:200 X 200:282566 | n/a | 1900-12-31T23:59:59 | 200 X 200 | Ground Floor | n/a | xBIM from Autodesk Revit 2014 (ENU) | IfcColumn | 475184 | n/a | 0001-01-01T00:00:00 | 0001-01-01T00:00:00 | n/a | n/a | n/a
Timber:200 X 200:282677 | n/a | 1900-12-31T23:59:59 | 200 X 200 | Ground Floor | n/a | xBIM from Autodesk Revit 2014 (ENU) | IfcColumn | 475241 | n/a | 0001-01-01T00:00:00 | 0001-01-01T00:00:00 | n/a | n/a | n/a
Timber:150 X 400:282751 | n/a | 1900-12-31T23:59:59 | 150 X 400 | DECK BEAMS | n/a | xBIM from Autodesk Revit 2014 (ENU) | IfcColumn | 475317 | n/a | 0001-01-01T00:00:00 | 0001-01-01T00:00:00 | n/a | n/a | n/a
Timber:150 X 400:282869 | n/a | 1900-12-31T23:59:59 | 150 X 400 | DECK BEAMS | n/a | xBIM from Autodesk Revit 2014 (ENU) | IfcColumn | 475391 | n/a | 0001-01-01T00:00:00 | 0001-01-01T00:00:00 | n/a | n/a | n/a
Timber:150 X 400:282948 | n/a | 1900-12-31T23:59:59 | 150 X 400 | DECK BEAMS | n/a | xBIM from Autodesk Revit 2014 (ENU) | IfcColumn | 475448 | n/a | 0001-01-01T00:00:00 | 0001-01-01T00:00:00 | n/a | n/a | n/a
Timber:150 X 400:282969 | n/a | 1900-12-31T23:59:59 | 150 X 400 | DECK BEAMS | n/a | xBIM from Autodesk Revit 2014 (ENU) | IfcColumn | 475505 | n/a | 0001-01-01T00:00:00 | 0001-01-01T00:00:00 | n/a | n/a | n/a
Timber:150 X 400:282992 | n/a | 1900-12-31T23:59:59 | 150 X 400 | DECK BEAMS | n/a | xBIM from Autodesk Revit 2014 (ENU) | IfcColumn | 475562 | n/a | 0001-01-01T00:00:00 | 0001-01-01T00:00:00 | n/a | n/a | n/a
Timber:150 X 400:283131 | n/a | 1900-12-31T23:59:59 | 150 X 400 | DECK BEAMS | n/a | xBIM from Autodesk Revit 2014 (ENU) | IfcColumn | 475619 | n/a | 0001-01-01T00:00:00 | 0001-01-01T00:00:00 | n/a | n/a | n/a
Timber:150 X 400:283162 | n/a | 1900-12-31T23:59:59 | 150 X 400 | DECK BEAMS | n/a | xBIM from Autodesk Revit 2014 (ENU) | IfcColumn | 475676 | n/a | 0001-01-01T00:00:00 | 0001-01-01T00:00:00 | n/a | n/a | n/a
Timber:150 X 400:283194 | n/a | 1900-12-31T23:59:59 | 150 X 400 | DECK BEAMS | n/a | xBIM from Autodesk Revit 2014 (ENU) | IfcColumn | 475733 | n/a | 0001-01-01T00:00:00 | 0001-01-01T00:00:00 | n/a | n/a | n/a
Timber:150 X 400:283222 | n/a | 1900-12-31T23:59:59 | 150 X 400 | DECK BEAMS | n/a | xBIM from Autodesk Revit 2014 (ENU) | IfcColumn | 475790 | n/a | 0001-01-01T00:00:00 | 0001-01-01T00:00:00 | n/a | n/a | n/a
Timber:150 X 400:294767 | n/a | 1900-12-31T23:59:59 | 150 X 400 | DECK BEAMS | n/a | xBIM from Autodesk Revit 2014 (ENU) | IfcColumn | 477853 | n/a | 0001-01-01T00:00:00 | 0001-01-01T00:00:00 | n/a | n/a | n/a
Timber:150 X 400:294787 | n/a | 1900-12-31T23:59:59 | 150 X 400 | DECK BEAMS | n/a | xBIM from Autodesk Revit 2014 (ENU) | IfcColumn | 477910 | n/a | 0001-01-01T00:00:00 | 0001-01-01T00:00:00 | n/a | n/a | n/a
Timber:150 X 400:294793 | n/a | 1900-12-31T23:59:59 | 150 X 400 | DECK BEAMS | n/a | xBIM from Autodesk Revit 2014 (ENU) | IfcColumn | 477967 | n/a | 0001-01-01T00:00:00 | 0001-01-01T00:00:00 | n/a | n/a | n/a
Timber:150 X 400:294799 | n/a | 1900-12-31T23:59:59 | 150 X 400 | DECK BEAMS | n/a | xBIM from Autodesk Revit 2014 (ENU) | IfcColumn | 478024 | n/a | 0001-01-01T00:00:00 | 0001-01-01T00:00:00 | n/a | n/a | n/a
Timber:150 X 400:294805 | n/a | 1900-12-31T23:59:59 | 150 X 400 | DECK BEAMS | n/a | xBIM from Autodesk Revit 2014 (ENU) | IfcColumn | 478081 | n/a | 0001-01-01T00:00:00 | 0001-01-01T00:00:00 | n/a | n/a | n/a
Timber:150 X 400:294811 | n/a | 1900-12-31T23:59:59 | 150 X 400 | DECK BEAMS | n/a | xBIM from Autodesk Revit 2014 (ENU) | IfcColumn | 478138 | n/a | 0001-01-01T00:00:00 | 0001-01-01T00:00:00 | n/a | n/a | n/a
Timber:150 X 400:294817 | n/a | 1900-12-31T23:59:59 | 150 X 400 | DECK BEAMS | n/a | xBIM from Autodesk Revit 2014 (ENU) | IfcColumn | 478195 | n/a | 0001-01-01T00:00:00 | 0001-01-01T00:00:00 | n/a | n/a | n/a
Timber:150 X 400:294823 | n/a | 1900-12-31T23:59:59 | 150 X 400 | DECK BEAMS | n/a | xBIM from Autodesk Revit 2014 (ENU) | IfcColumn | 478252 | n/a | 0001-01-01T00:00:00 | 0001-01-01T00:00:00 | n/a | n/a | n/a
Timber:150 X 400:294829 | n/a | 1900-12-31T23:59:59 | 150 X 400 | DECK BEAMS | n/a | xBIM from Autodesk Revit 2014 (ENU) | IfcColumn | 478309 | n/a | 0001-01-01T00:00:00 | 0001-01-01T00:00:00 | n/a | n/a | n/a
Timber:150 X 400:294835 | n/a | 1900-12-31T23:59:59 | 150 X 400 | DECK BEAMS | n/a | xBIM from Autodesk Revit 2014 (ENU) | IfcColumn | 478366 | n/a | 0001-01-01T00:00:00 | 0001-01-01T00:00:00 | n/a | n/a | n/a
Timber:150 X 400:294841 | n/a | 1900-12-31T23:59:59 | 150 X 400 | DECK BEAMS | n/a | xBIM from Autodesk Revit 2014 (ENU) | IfcColumn | 478423 | n/a | 0001-01-01T00:00:00 | 0001-01-01T00:00:00 | n/a | n/a | n/a
Timber:150 X 400:353323 | n/a | 1900-12-31T23:59:59 | 150 X 400 | DECK BEAMS | n/a | xBIM from Autodesk Revit 2014 (ENU) | IfcColumn | 583512 | n/a | 0001-01-01T00:00:00 | 0001-01-01T00:00:00 | n/a | n/a | n/a
Timber:150 X 400:353338 | n/a | 1900-12-31T23:59:59 | 150 X 400 | DECK BEAMS | n/a | xBIM from Autodesk Revit 2014 (ENU) | IfcColumn | 583569 | n/a | 0001-01-01T00:00:00 | 0001-01-01T00:00:00 | n/a | n/a | n/a
Timber:150 X 400:353353 | n/a | 1900-12-31T23:59:59 | 150 X 400 | DECK BEAMS | n/a | xBIM from Autodesk Revit 2014 (ENU) | IfcColumn | 583626 | n/a | 0001-01-01T00:00:00 | 0001-01-01T00:00:00 | n/a | n/a | n/a
Timber:150 X 400:353905 | n/a | 1900-12-31T23:59:59 | 150 X 400 | DECK BEAMS | n/a | xBIM from Autodesk Revit 2014 (ENU) | IfcColumn | 589785 | n/a | 0001-01-01T00:00:00 | 0001-01-01T00:00:00 | n/a | n/a | n/a
Timber:150 X 400:353918 | n/a | 1900-12-31T23:59:59 | 150 X 400 | DECK BEAMS | n/a | xBIM from Autodesk Revit 2014 (ENU) | IfcColumn | 589842 | n/a | 0001-01-01T00:00:00 | 0001-01-01T00:00:00 | n/a | n/a | n/a
Timber:150 X 400:353933 | n/a | 1900-12-31T23:59:59 | 150 X 400 | DECK BEAMS | n/a | xBIM from Autodesk Revit 2014 (ENU) | IfcColumn | 589899 | n/a | 0001-01-01T00:00:00 | 0001-01-01T00:00:00 | n/a | n/a | n/a
Timber:150 X 400:353948 | n/a | 1900-12-31T23:59:59 | 150 X 400 | DECK BEAMS | n/a | xBIM from Autodesk Revit 2014 (ENU) | IfcColumn | 589956 | n/a | 0001-01-01T00:00:00 | 0001-01-01T00:00:00 | n/a | n/a | n/a
Timber:150 X 400:353963 | n/a | 1900-12-31T23:59:59 | 150 X 400 | DECK BEAMS | n/a | xBIM from Autodesk Revit 2014 (ENU) | IfcColumn | 590013 | n/a | 0001-01-01T00:00:00 | 0001-01-01T00:00:00 | n/a | n/a | n/a
Timber:150 X 400:354265 | n/a | 1900-12-31T23:59:59 | 150 X 400 | DECK BEAMS | n/a | xBIM from Autodesk Revit 2014 (ENU) | IfcColumn | 590070 | n/a | 0001-01-01T00:00:00 | 0001-01-01T00:00:00 | n/a | n/a | n/a
Timber:150 X 400:354280 | n/a | 1900-12-31T23:59:59 | 150 X 400 | DECK BEAMS | n/a | xBIM from Autodesk Revit 2014 (ENU) | IfcColumn | 590127 | n/a | 0001-01-01T00:00:00 | 0001-01-01T00:00:00 | n/a | n/a | n/a
Timber:150 X 400:354295 | n/a | 1900-12-31T23:59:59 | 150 X 400 | DECK BEAMS | n/a | xBIM from Autodesk Revit 2014 (ENU) | IfcColumn | 590184 | n/a | 0001-01-01T00:00:00 | 0001-01-01T00:00:00 | n/a | n/a | n/a
Timber:150 X 400:354310 | n/a | 1900-12-31T23:59:59 | 150 X 400 | DECK BEAMS | n/a | xBIM from Autodesk Revit 2014 (ENU) | IfcColumn | 590241 | n/a | 0001-01-01T00:00:00 | 0001-01-01T00:00:00 | n/a | n/a | n/a
Timber:150 X 400:354350 | n/a | 1900-12-31T23:59:59 | 150 X 400 | DECK BEAMS | n/a | xBIM from Autodesk Revit 2014 (ENU) | IfcColumn | 590298 | n/a | 0001-01-01T00:00:00 | 0001-01-01T00:00:00 | n/a | n/a | n/a
Timber:150 X 400:354365 | n/a | 1900-12-31T23:59:59 | 150 X 400 | DECK BEAMS | n/a | xBIM from Autodesk Revit 2014 (ENU) | IfcColumn | 590355 | n/a | 0001-01-01T00:00:00 | 0001-01-01T00:00:00 | n/a | n/a | n/a
Timber:200 X 200:283588 | n/a | 1900-12-31T23:59:59 | 200 X 200 | Ground Floor | n/a | xBIM from Autodesk Revit 2014 (ENU) | IfcColumn | 475865 | n/a | 0001-01-01T00:00:00 | 0001-01-01T00:00:00 | n/a | n/a | n/a
Timber:200 X 400:283903 | n/a | 1900-12-31T23:59:59 | 200 X 400 | Ground Floor | n/a | xBIM from Autodesk Revit 2014 (ENU) | IfcColumn | 475941 | n/a | 0001-01-01T00:00:00 | 0001-01-01T00:00:00 | n/a | n/a | n/a
Timber:150 X 400:283968 | n/a | 1900-12-31T23:59:59 | 150 X 400 | Ground Floor | n/a | xBIM from Autodesk Revit 2014 (ENU) | IfcColumn | 476017 | n/a | 0001-01-01T00:00:00 | 0001-01-01T00:00:00 | n/a | n/a | n/a
Timber:150 X 400:284079 | n/a | 1900-12-31T23:59:59 | 150 X 400 | Ground Floor | n/a | xBIM from Autodesk Revit 2014 (ENU) | IfcColumn | 476075 | n/a | 0001-01-01T00:00:00 | 0001-01-01T00:00:00 | n/a | n/a | n/a
Timber:150 X 400:284112 | n/a | 1900-12-31T23:59:59 | 150 X 400 | Ground Floor | n/a | xBIM from Autodesk Revit 2014 (ENU) | IfcColumn | 476132 | n/a | 0001-01-01T00:00:00 | 0001-01-01T00:00:00 | n/a | n/a | n/a
Timber:150 X 400:284237 | n/a | 1900-12-31T23:59:59 | 150 X 400 | Ground Floor | n/a | xBIM from Autodesk Revit 2014 (ENU) | IfcColumn | 476207 | n/a | 0001-01-01T00:00:00 | 0001-01-01T00:00:00 | n/a | n/a | n/a
Timber:150 X 400:284252 | n/a | 1900-12-31T23:59:59 | 150 X 400 | Ground Floor | n/a | xBIM from Autodesk Revit 2014 (ENU) | IfcColumn | 476264 | n/a | 0001-01-01T00:00:00 | 0001-01-01T00:00:00 | n/a | n/a | n/a
Timber:150 X 400:284267 | n/a | 1900-12-31T23:59:59 | 150 X 400 | Ground Floor | n/a | xBIM from Autodesk Revit 2014 (ENU) | IfcColumn | 476320 | n/a | 0001-01-01T00:00:00 | 0001-01-01T00:00:00 | n/a | n/a | n/a
Timber:150 X 400:284280 | n/a | 1900-12-31T23:59:59 | 150 X 400 | Ground Floor | n/a | xBIM from Autodesk Revit 2014 (ENU) | IfcColumn | 476376 | n/a | 0001-01-01T00:00:00 | 0001-01-01T00:00:00 | n/a | n/a | n/a
Timber:150 X 400:284293 | n/a | 1900-12-31T23:59:59 | 150 X 400 | Ground Floor | n/a | xBIM from Autodesk Revit 2014 (ENU) | IfcColumn | 476432 | n/a | 0001-01-01T00:00:00 | 0001-01-01T00:00:00 | n/a | n/a | n/a
Timber:150 X 400:284308 | n/a | 1900-12-31T23:59:59 | 150 X 400 | Ground Floor | n/a | xBIM from Autodesk Revit 2014 (ENU) | IfcColumn | 476488 | n/a | 0001-01-01T00:00:00 | 0001-01-01T00:00:00 | n/a | n/a | n/a
Timber:150 X 400:284323 | n/a | 1900-12-31T23:59:59 | 150 X 400 | Ground Floor | n/a | xBIM from Autodesk Revit 2014 (ENU) | IfcColumn | 476544 | n/a | 0001-01-01T00:00:00 | 0001-01-01T00:00:00 | n/a | n/a | n/a
Timber:150 X 400:284338 | n/a | 1900-12-31T23:59:59 | 150 X 400 | Ground Floor | n/a | xBIM from Autodesk Revit 2014 (ENU) | IfcColumn | 476600 | n/a | 0001-01-01T00:00:00 | 0001-01-01T00:00:00 | n/a | n/a | n/a
Timber:150 X 400:284353 | n/a | 1900-12-31T23:59:59 | 150 X 400 | Ground Floor | n/a | xBIM from Autodesk Revit 2014 (ENU) | IfcColumn | 476656 | n/a | 0001-01-01T00:00:00 | 0001-01-01T00:00:00 | n/a | n/a | n/a
Timber:150 X 400:284370 | n/a | 1900-12-31T23:59:59 | 150 X 400 | Ground Floor | n/a | xBIM from Autodesk Revit 2014 (ENU) | IfcColumn | 476712 | n/a | 0001-01-01T00:00:00 | 0001-01-01T00:00:00 | n/a | n/a | n/a
Curtain Wall:_CurtianWall_SKYLIGHT:287826 | n/a | 1900-12-31T23:59:59 | Curtain Wall:_CurtianWall_SKYLIGHT | Roof Over Main Beams | n/a | xBIM from Autodesk Revit 2014 (ENU) | IfcCurtainWall | 476758 | n/a | 0001-01-01T00:00:00 | 0001-01-01T00:00:00 | n/a | n/a | n/a
Curtain Wall:_CurtianWall_SKYLIGHT:341003 | n/a | 1900-12-31T23:59:59 | Curtain Wall:_CurtianWall_SKYLIGHT | Roof Over Main Beams | n/a | xBIM from Autodesk Revit 2014 (ENU) | IfcCurtainWall | 529913 | n/a | 0001-01-01T00:00:00 | 0001-01-01T00:00:00 | n/a | n/a | n/a
Curtain Wall:_CurtianWall_SKYLIGHT:341191 | n/a | 1900-12-31T23:59:59 | Curtain Wall:_CurtianWall_SKYLIGHT | Roof Over Main Beams | n/a | xBIM from Autodesk Revit 2014 (ENU) | IfcCurtainWall | 531200 | n/a | 0001-01-01T00:00:00 | 0001-01-01T00:00:00 | n/a | n/a | n/a
Curtain Wall:_CurtianWall_SKYLIGHT:341244 | n/a | 1900-12-31T23:59:59 | Curtain Wall:_CurtianWall_SKYLIGHT | Roof Over Main Beams | n/a | xBIM from Autodesk Revit 2014 (ENU) | IfcCurtainWall | 532466 | n/a | 0001-01-01T00:00:00 | 0001-01-01T00:00:00 | n/a | n/a | n/a
Curtain Wall:_CurtianWall_SKYLIGHT:341376 | n/a | 1900-12-31T23:59:59 | Curtain Wall:_CurtianWall_SKYLIGHT | Roof Over Main Beams | n/a | xBIM from Autodesk Revit 2014 (ENU) | IfcCurtainWall | 533713 | n/a | 0001-01-01T00:00:00 | 0001-01-01T00:00:00 | n/a | n/a | n/a
Timber:200 X 200:288899 | n/a | 1900-12-31T23:59:59 | 200 X 200 | Ground Floor | n/a | xBIM from Autodesk Revit 2014 (ENU) | IfcColumn | 477600 | n/a | 0001-01-01T00:00:00 | 0001-01-01T00:00:00 | n/a | n/a | n/a
Timber:200 X 200:294934 | n/a | 1900-12-31T23:59:59 | 200 X 200 | Ground Floor | n/a | xBIM from Autodesk Revit 2014 (ENU) | IfcColumn | 478602 | n/a | 0001-01-01T00:00:00 | 0001-01-01T00:00:00 | n/a | n/a | n/a
nbl_SanitaryAccessory_Dispenser-Toilet-Roll-Mltpl:Type 1:305051 | n/a | 1900-12-31T23:59:59 | Type 1 | 20WC.03 | n/a | xBIM from Autodesk Revit 2014 (ENU) | IfcFurnishingElement | 479749 | n/a | 0001-01-01T00:00:00 | 0001-01-01T00:00:00 | n/a | n/a | n/a
nbl_SanitaryAccessory_Dispenser-Toilet-Roll-Mltpl:Type 1:305152 | n/a | 1900-12-31T23:59:59 | Type 1 | 20WC.03 | n/a | xBIM from Autodesk Revit 2014 (ENU) | IfcFurnishingElement | 479814 | n/a | 0001-01-01T00:00:00 | 0001-01-01T00:00:00 | n/a | n/a | n/a
nbl_SanitaryAccessory_Dispenser-Toilet-Roll-Mltpl:Type 1:305474 | n/a | 1900-12-31T23:59:59 | Type 1 | 20WC.04 | n/a | xBIM from Autodesk Revit 2014 (ENU) | IfcFurnishingElement | 479878 | n/a | 0001-01-01T00:00:00 | 0001-01-01T00:00:00 | n/a | n/a | n/a
nbl_SanitaryAccessory_Dispenser-Toilet-Roll-Mltpl:Type 1:305568 | n/a | 1900-12-31T23:59:59 | Type 1 | 20WC.04 | n/a | xBIM from Autodesk Revit 2014 (ENU) | IfcFurnishingElement | 479940 | n/a | 0001-01-01T00:00:00 | 0001-01-01T00:00:00 | n/a | n/a | n/a
nbl_SanitaryAccessory_Dispenser-Toilet-Roll-Mltpl:Type 1:305611 | n/a | 1900-12-31T23:59:59 | Type 1 | 20WC.04 | n/a | xBIM from Autodesk Revit 2014 (ENU) | IfcFurnishingElement | 480004 | n/a | 0001-01-01T00:00:00 | 0001-01-01T00:00:00 | n/a | n/a | n/a
nbl_SanitaryAccessory_Dispenser-Sanitary :Type 1:305704 | n/a | 1900-12-31T23:59:59 | Type 1 | 20WC.04 | n/a | xBIM from Autodesk Revit 2014 (ENU) | IfcFurnishingElement | 480092 | n/a | 0001-01-01T00:00:00 | 0001-01-01T00:00:00 | n/a | n/a | n/a
nbl_SanitaryAccessory_Dispenser-Sanitary :Type 1:305939 | n/a | 1900-12-31T23:59:59 | Type 1 | 20WC.04 | n/a | xBIM from Autodesk Revit 2014 (ENU) | IfcFurnishingElement | 480180 | n/a | 0001-01-01T00:00:00 | 0001-01-01T00:00:00 | n/a | n/a | n/a
nbl_SanitaryAccessory_Dispenser-Sanitary :Type 1:305949 | n/a | 1900-12-31T23:59:59 | Type 1 | 20WC.04 | n/a | xBIM from Autodesk Revit 2014 (ENU) | IfcFurnishingElement | 480244 | n/a | 0001-01-01T00:00:00 | 0001-01-01T00:00:00 | n/a | n/a | n/a
Basic Wall:Concrete_200mm:309254 | n/a | 1900-12-31T23:59:59 | Basic Wall:Concrete_200mm | Lower Roof - Slab Level | n/a | xBIM from Autodesk Revit 2014 (ENU) | IfcWallStandardCase | 480676 | n/a | 0001-01-01T00:00:00 | 0001-01-01T00:00:00 | n/a | n/a | n/a
Basic Wall:Concrete_200mm:323377 | n/a | 1900-12-31T23:59:59 | Basic Wall:Concrete_200mm | Lower Roof - Slab Level | n/a | xBIM from Autodesk Revit 2014 (ENU) | IfcWallStandardCase | 518030 | n/a | 0001-01-01T00:00:00 | 0001-01-01T00:00:00 | n/a | n/a | n/a
Basic Wall:Concrete_200mm:332808 | n/a | 1900-12-31T23:59:59 | Basic Wall:Concrete_200mm | Lower Roof - Slab Level | n/a | xBIM from Autodesk Revit 2014 (ENU) | IfcWallStandardCase | 519006 | n/a | 0001-01-01T00:00:00 | 0001-01-01T00:00:00 | n/a | n/a | n/a
Basic Wall:Concrete_200mm:333282 | n/a | 1900-12-31T23:59:59 | Basic Wall:Concrete_200mm | Lower Roof - Slab Level | n/a | xBIM from Autodesk Revit 2014 (ENU) | IfcWallStandardCase | 519184 | n/a | 0001-01-01T00:00:00 | 0001-01-01T00:00:00 | n/a | n/a | n/a
Basic Wall:Concrete_200mm:335138 | n/a | 1900-12-31T23:59:59 | Basic Wall:Concrete_200mm | Lower Roof - Slab Level | n/a | xBIM from Autodesk Revit 2014 (ENU) | IfcWallStandardCase | 519570 | n/a | 0001-01-01T00:00:00 | 0001-01-01T00:00:00 | n/a | n/a | n/a
Basic Wall:Concrete_200mm:338794 | n/a | 1900-12-31T23:59:59 | Basic Wall:Concrete_200mm | Lower Roof - Slab Level | n/a | xBIM from Autodesk Revit 2014 (ENU) | IfcWallStandardCase | 528091 | n/a | 0001-01-01T00:00:00 | 0001-01-01T00:00:00 | n/a | n/a | n/a
Basic Wall:nbl_MtlFurr-PlstrbrdGyp-PlstrbrdGyp_TYPE A:310783 | n/a | 1900-12-31T23:59:59 | Basic Wall:nbl_MtlFurr-PlstrbrdGyp-PlstrbrdGyp_TYPE A | Ground Floor | n/a | xBIM from Autodesk Revit 2014 (ENU) | IfcWallStandardCase | 480782 | n/a | 0001-01-01T00:00:00 | 0001-01-01T00:00:00 | n/a | n/a | n/a
Basic Wall:nbl_MtlFurr-PlstrbrdGyp-PlstrbrdGyp_TYPE A:312169 | n/a | 1900-12-31T23:59:59 | Basic Wall:nbl_MtlFurr-PlstrbrdGyp-PlstrbrdGyp_TYPE A | Ground Floor | n/a | xBIM from Autodesk Revit 2014 (ENU) | IfcWallStandardCase | 481024 | n/a | 0001-01-01T00:00:00 | 0001-01-01T00:00:00 | n/a | n/a | n/a
Basic Wall:nbl_MtlFurr-PlstrbrdGyp-PlstrbrdGyp_TYPE A:312333 | n/a | 1900-12-31T23:59:59 | Basic Wall:nbl_MtlFurr-PlstrbrdGyp-PlstrbrdGyp_TYPE A | Ground Floor | n/a | xBIM from Autodesk Revit 2014 (ENU) | IfcWallStandardCase | 481200 | n/a | 0001-01-01T00:00:00 | 0001-01-01T00:00:00 | n/a | n/a | n/a
Basic Wall:nbl_Ext_CemRndr-InsulPF:321802 | n/a | 1900-12-31T23:59:59 | Basic Wall:nbl_Ext_CemRndr-InsulPF | Lower Roof - Slab Level | n/a | xBIM from Autodesk Revit 2014 (ENU) | IfcWallStandardCase | 517249 | n/a | 0001-01-01T00:00:00 | 0001-01-01T00:00:00 | n/a | n/a | n/a
Basic Wall:nbl_Ext_CemRndr-InsulPF:332809 | n/a | 1900-12-31T23:59:59 | Basic Wall:nbl_Ext_CemRndr-InsulPF | Lower Roof - Slab Level | n/a | xBIM from Autodesk Revit 2014 (ENU) | IfcWallStandardCase | 519080 | n/a | 0001-01-01T00:00:00 | 0001-01-01T00:00:00 | n/a | n/a | n/a
Basic Wall:nbl_Ext_CemRndr-InsulPF:333937 | n/a | 1900-12-31T23:59:59 | Basic Wall:nbl_Ext_CemRndr-InsulPF | Lower Roof - Slab Level | n/a | xBIM from Autodesk Revit 2014 (ENU) | IfcWallStandardCase | 519258 | n/a | 0001-01-01T00:00:00 | 0001-01-01T00:00:00 | n/a | n/a | n/a
Basic Wall:nbl_Ext_CemRndr-InsulPF:334590 | n/a | 1900-12-31T23:59:59 | Basic Wall:nbl_Ext_CemRndr-InsulPF | Lower Roof - Slab Level | n/a | xBIM from Autodesk Revit 2014 (ENU) | IfcWallStandardCase | 519362 | n/a | 0001-01-01T00:00:00 | 0001-01-01T00:00:00 | n/a | n/a | n/a
Basic Wall:nbl_Ext_CemRndr-InsulPF:334679 | n/a | 1900-12-31T23:59:59 | Basic Wall:nbl_Ext_CemRndr-InsulPF | Lower Roof - Slab Level | n/a | xBIM from Autodesk Revit 2014 (ENU) | IfcWallStandardCase | 519466 | n/a | 0001-01-01T00:00:00 | 0001-01-01T00:00:00 | n/a | n/a | n/a
Basic Wall:nbl_Ext_CemRndr-InsulPF:338795 | n/a | 1900-12-31T23:59:59 | Basic Wall:nbl_Ext_CemRndr-InsulPF | Lower Roof - Slab Level | n/a | xBIM from Autodesk Revit 2014 (ENU) | IfcWallStandardCase | 528892 | n/a | 0001-01-01T00:00:00 | 0001-01-01T00:00:00 | n/a | n/a | n/a
Basic Wall:nbl_Ext_CemRndr-InsulPF:350882 | n/a | 1900-12-31T23:59:59 | Basic Wall:nbl_Ext_CemRndr-InsulPF | Lower Roof - Slab Level | n/a | xBIM from Autodesk Revit 2014 (ENU) | IfcWallStandardCase | 582628 | n/a | 0001-01-01T00:00:00 | 0001-01-01T00:00:00 | n/a | n/a | n/a
Basic Wall:nbl_Ext_Stone-Cavity-InsulPF-Blk:335756 | n/a | 1900-12-31T23:59:59 | Basic Wall:nbl_Ext_Stone-Cavity-InsulPF-Blk | Ground Floor | n/a | xBIM from Autodesk Revit 2014 (ENU) | IfcWallStandardCase | 519650 | n/a | 0001-01-01T00:00:00 | 0001-01-01T00:00:00 | n/a | n/a | n/a
RPC Female:Florence:337252 | n/a | 1900-12-31T23:59:59 | Florence | Ground Floor | n/a | xBIM from Autodesk Revit 2014 (ENU) | IfcBuildingElementProxy | 521237 | n/a | 0001-01-01T00:00:00 | 0001-01-01T00:00:00 | n/a | n/a | n/a
RPC Female:Florence:337268 | n/a | 1900-12-31T23:59:59 | Florence | Ground Floor | n/a | xBIM from Autodesk Revit 2014 (ENU) | IfcBuildingElementProxy | 527935 | n/a | 0001-01-01T00:00:00 | 0001-01-01T00:00:00 | n/a | n/a | n/a
RPC Female:YinYin:337253 | n/a | 1900-12-31T23:59:59 | YinYin | Ground Floor | n/a | xBIM from Autodesk Revit 2014 (ENU) | IfcBuildingElementProxy | 522421 | n/a | 0001-01-01T00:00:00 | 0001-01-01T00:00:00 | n/a | n/a | n/a
RPC Male:Alex:337254 | n/a | 1900-12-31T23:59:59 | Alex | 20INT.01 | n/a | xBIM from Autodesk Revit 2014 (ENU) | IfcBuildingElementProxy | 523905 | n/a | 0001-01-01T00:00:00 | 0001-01-01T00:00:00 | n/a | n/a | n/a
RPC Male:Alex:337259 | n/a | 1900-12-31T23:59:59 | Alex | Ground Floor | n/a | xBIM from Autodesk Revit 2014 (ENU) | IfcBuildingElementProxy | 527901 | n/a | 0001-01-01T00:00:00 | 0001-01-01T00:00:00 | n/a | n/a | n/a
RPC Male:Alex:337277 | n/a | 1900-12-31T23:59:59 | Alex | Ground Floor | n/a | xBIM from Autodesk Revit 2014 (ENU) | IfcBuildingElementProxy | 528007 | n/a | 0001-01-01T00:00:00 | 0001-01-01T00:00:00 | n/a | n/a | n/a
RPC Male:Alex:337278 | n/a | 1900-12-31T23:59:59 | Alex | Ground Floor | n/a | xBIM from Autodesk Revit 2014 (ENU) | IfcBuildingElementProxy | 528043 | n/a | 0001-01-01T00:00:00 | 0001-01-01T00:00:00 | n/a | n/a | n/a
RPC Male:Dwayne:337255 | n/a | 1900-12-31T23:59:59 | Dwayne | Ground Floor | n/a | xBIM from Autodesk Revit 2014 (ENU) | IfcBuildingElementProxy | 524990 | n/a | 0001-01-01T00:00:00 | 0001-01-01T00:00:00 | n/a | n/a | n/a
RPC Male:LaRon:337256 | n/a | 1900-12-31T23:59:59 | LaRon | Ground Floor | n/a | xBIM from Autodesk Revit 2014 (ENU) | IfcBuildingElementProxy | 526171 | n/a | 0001-01-01T00:00:00 | 0001-01-01T00:00:00 | n/a | n/a | n/a
RPC Male:LaRon:337258 | n/a | 1900-12-31T23:59:59 | LaRon | Ground Floor | n/a | xBIM from Autodesk Revit 2014 (ENU) | IfcBuildingElementProxy | 527865 | n/a | 0001-01-01T00:00:00 | 0001-01-01T00:00:00 | n/a | n/a | n/a
RPC Male:LaRon:337269 | n/a | 1900-12-31T23:59:59 | LaRon | Ground Floor | n/a | xBIM from Autodesk Revit 2014 (ENU) | IfcBuildingElementProxy | 527970 | n/a | 0001-01-01T00:00:00 | 0001-01-01T00:00:00 | n/a | n/a | n/a
RPC Female:Tina:337257 | n/a | 1900-12-31T23:59:59 | Tina | Ground Floor | n/a | xBIM from Autodesk Revit 2014 (ENU) | IfcBuildingElementProxy | 527820 | n/a | 0001-01-01T00:00:00 | 0001-01-01T00:00:00 | n/a | n/a | n/a
Curtain Wall:_CurtianWall_SKYLIGHT SCREEN:341501 | n/a | 1900-12-31T23:59:59 | Curtain Wall:_CurtianWall_SKYLIGHT SCREEN | Roof Over Main Beams | n/a | xBIM from Autodesk Revit 2014 (ENU) | IfcCurtainWall | 534598 | n/a | 0001-01-01T00:00:00 | 0001-01-01T00:00:00 | n/a | n/a | n/a
Curtain Wall:_CurtianWall_SKYLIGHT SCREEN:341517 | n/a | 1900-12-31T23:59:59 | Curtain Wall:_CurtianWall_SKYLIGHT SCREEN | Roof Over Main Beams | n/a | xBIM from Autodesk Revit 2014 (ENU) | IfcCurtainWall | 540100 | n/a | 0001-01-01T00:00:00 | 0001-01-01T00:00:00 | n/a | n/a | n/a
Curtain Wall:_CurtianWall_SKYLIGHT SCREEN:341548 | n/a | 1900-12-31T23:59:59 | Curtain Wall:_CurtianWall_SKYLIGHT SCREEN | Roof Over Main Beams | n/a | xBIM from Autodesk Revit 2014 (ENU) | IfcCurtainWall | 550345 | n/a | 0001-01-01T00:00:00 | 0001-01-01T00:00:00 | n/a | n/a | n/a
Curtain Wall:_CurtianWall_SKYLIGHT SCREEN:341579 | n/a | 1900-12-31T23:59:59 | Curtain Wall:_CurtianWall_SKYLIGHT SCREEN | Roof Over Main Beams | n/a | xBIM from Autodesk Revit 2014 (ENU) | IfcCurtainWall | 560571 | n/a | 0001-01-01T00:00:00 | 0001-01-01T00:00:00 | n/a | n/a | n/a
Curtain Wall:_CurtianWall_SKYLIGHT SCREEN:341610 | n/a | 1900-12-31T23:59:59 | Curtain Wall:_CurtianWall_SKYLIGHT SCREEN | Roof Over Main Beams | n/a | xBIM from Autodesk Revit 2014 (ENU) | IfcCurtainWall | 570778 | n/a | 0001-01-01T00:00:00 | 0001-01-01T00:00:00 | n/a | n/a | n/a
Basic Wall:Concrete_140mm:344393 | n/a | 1900-12-31T23:59:59 | Basic Wall:Concrete_140mm | Lower Roof - Slab Level | n/a | xBIM from Autodesk Revit 2014 (ENU) | IfcWallStandardCase | 578084 | n/a | 0001-01-01T00:00:00 | 0001-01-01T00:00:00 | n/a | n/a | n/a
Column_Surround:Column_Surround:346866 | n/a | 1900-12-31T23:59:59 | Column_Surround | Ground Floor | n/a | xBIM from Autodesk Revit 2014 (ENU) | IfcColumn | 578507 | n/a | 0001-01-01T00:00:00 | 0001-01-01T00:00:00 | n/a | n/a | n/a
Column_Surround:Column_Surround:346958 | n/a | 1900-12-31T23:59:59 | Column_Surround | Ground Floor | n/a | xBIM from Autodesk Revit 2014 (ENU) | IfcColumn | 578901 | n/a | 0001-01-01T00:00:00 | 0001-01-01T00:00:00 | n/a | n/a | n/a
Curtain Wall:_CurtainWall_Main Enclosure Transom:349508 | n/a | 1900-12-31T23:59:59 | Curtain Wall:_CurtainWall_Main Enclosure Transom | Roof Over Main Beams | n/a | xBIM from Autodesk Revit 2014 (ENU) | IfcCurtainWall | 578932 | n/a | 0001-01-01T00:00:00 | 0001-01-01T00:00:00 | n/a | n/a | n/a
Curtain Wall:_CurtainWall_Main Enclosure Transom:349511 | n/a | 1900-12-31T23:59:59 | Curtain Wall:_CurtainWall_Main Enclosure Transom | Roof Over Main Beams | n/a | xBIM from Autodesk Revit 2014 (ENU) | IfcCurtainWall | 581241 | n/a | 0001-01-01T00:00:00 | 0001-01-01T00:00:00 | n/a | n/a | n/a
Curtain Wall:_CurtainWall_Main Enclosure Transom:386271 | n/a | 1900-12-31T23:59:59 | Curtain Wall:_CurtainWall_Main Enclosure Transom | Roof Over Main Beams | n/a | xBIM from Autodesk Revit 2014 (ENU) | IfcCurtainWall | 634468 | n/a | 0001-01-01T00:00:00 | 0001-01-01T00:00:00 | n/a | n/a | n/a
Curtain Wall:_CurtainWall_GenericExterior:349514 | n/a | 1900-12-31T23:59:59 | Curtain Wall:_CurtainWall_GenericExterior | Roof Over Main Beams | n/a | xBIM from Autodesk Revit 2014 (ENU) | IfcCurtainWall | 581752 | n/a | 0001-01-01T00:00:00 | 0001-01-01T00:00:00 | n/a | n/a | n/a
Column_Surround:Column_Surround:350617 | n/a | 1900-12-31T23:59:59 | Column_Surround | Ground Floor | n/a | xBIM from Autodesk Revit 2014 (ENU) | IfcColumn | 582480 | n/a | 0001-01-01T00:00:00 | 0001-01-01T00:00:00 | n/a | n/a | n/a
Timber:200 X 400:353247 | n/a | 1900-12-31T23:59:59 | 200 X 400 | DECK BEAMS | n/a | xBIM from Autodesk Revit 2014 (ENU) | IfcColumn | 583454 | n/a | 0001-01-01T00:00:00 | 0001-01-01T00:00:00 | n/a | n/a | n/a
NBS_AluK_SldFldDrsetSym_BSF70FoldingDoorSystem-3Panel_Door-CurtainWall:3000x2200mm:371677 | n/a | 1900-12-31T23:59:59 | 3000x2200mm | 20INT.01 | n/a | xBIM from Autodesk Revit 2014 (ENU) | IfcBuildingElementProxy | 624372 | n/a | 0001-01-01T00:00:00 | 0001-01-01T00:00:00 | n/a | n/a | n/a
NBS_AluK_SldFldDrsetSym_BSF70FoldingDoorSystem-3Panel_Door-CurtainWall:3000x2200mm:372324 | n/a | 1900-12-31T23:59:59 | 3000x2200mm | 20INT.01 | n/a | xBIM from Autodesk Revit 2014 (ENU) | IfcBuildingElementProxy | 627335 | n/a | 0001-01-01T00:00:00 | 0001-01-01T00:00:00 | n/a | n/a | n/a
Curtain Wall:_CurtainWall_Exterior Gate:374221 | n/a | 1900-12-31T23:59:59 | Curtain Wall:_CurtainWall_Exterior Gate | Ground Floor | n/a | xBIM from Autodesk Revit 2014 (ENU) | IfcCurtainWall | 631336 | n/a | 0001-01-01T00:00:00 | 0001-01-01T00:00:00 | n/a | n/a | n/a
Curtain Wall:_CurtainWall_Exterior Gate:489740 | n/a | 1900-12-31T23:59:59 | Curtain Wall:_CurtainWall_Exterior Gate | Ground Floor | n/a | xBIM from Autodesk Revit 2014 (ENU) | IfcCurtainWall | 712440 | n/a | 0001-01-01T00:00:00 | 0001-01-01T00:00:00 | n/a | n/a | n/a
nbl_Door_Ext-Sgl-Blnk:910X2100:383517 | n/a | 1900-12-31T23:59:59 | 910X2100 | Ground Floor | n/a | xBIM from Autodesk Revit 2014 (ENU) | IfcDoor | 634203 | n/a | 0001-01-01T00:00:00 | 0001-01-01T00:00:00 | n/a | n/a | n/a
nbl_Door_Ext-Sgl-Blnk:910X2100:383518 | n/a | 1900-12-31T23:59:59 | 910X2100 | Ground Floor | n/a | xBIM from Autodesk Revit 2014 (ENU) | IfcDoor | 634330 | n/a | 0001-01-01T00:00:00 | 0001-01-01T00:00:00 | n/a | n/a | n/a
Ballustrade-Double Post:Ballustrade-Double Post:395444 | n/a | 1900-12-31T23:59:59 | Ballustrade-Double Post | Ground Floor | n/a | xBIM from Autodesk Revit 2014 (ENU) | IfcBuildingElementProxy | 635951 | n/a | 0001-01-01T00:00:00 | 0001-01-01T00:00:00 | n/a | n/a | n/a
Ballustrade-Double Post:Ballustrade-Double Post:395761 | n/a | 1900-12-31T23:59:59 | Ballustrade-Double Post | Ground Floor | n/a | xBIM from Autodesk Revit 2014 (ENU) | IfcBuildingElementProxy | 636010 | n/a | 0001-01-01T00:00:00 | 0001-01-01T00:00:00 | n/a | n/a | n/a
Ballustrade-Double Post:Ballustrade-Double Post:395793 | n/a | 1900-12-31T23:59:59 | Ballustrade-Double Post | Ground Floor | n/a | xBIM from Autodesk Revit 2014 (ENU) | IfcBuildingElementProxy | 636051 | n/a | 0001-01-01T00:00:00 | 0001-01-01T00:00:00 | n/a | n/a | n/a
Ballustrade-Double Post:Ballustrade-Double Post:396200 | n/a | 1900-12-31T23:59:59 | Ballustrade-Double Post | Ground Floor | n/a | xBIM from Autodesk Revit 2014 (ENU) | IfcBuildingElementProxy | 636575 | n/a | 0001-01-01T00:00:00 | 0001-01-01T00:00:00 | n/a | n/a | n/a
Ballustrade-Double Post:Ballustrade-Double Post:396208 | n/a | 1900-12-31T23:59:59 | Ballustrade-Double Post | Ground Floor | n/a | xBIM from Autodesk Revit 2014 (ENU) | IfcBuildingElementProxy | 636616 | n/a | 0001-01-01T00:00:00 | 0001-01-01T00:00:00 | n/a | n/a | n/a
Ballustrade-Double Post:Ballustrade-Double Post:396216 | n/a | 1900-12-31T23:59:59 | Ballustrade-Double Post | Ground Floor | n/a | xBIM from Autodesk Revit 2014 (ENU) | IfcBuildingElementProxy | 636657 | n/a | 0001-01-01T00:00:00 | 0001-01-01T00:00:00 | n/a | n/a | n/a
Ballustrade-Double Post:Ballustrade-Double Post:396224 | n/a | 1900-12-31T23:59:59 | Ballustrade-Double Post | Ground Floor | n/a | xBIM from Autodesk Revit 2014 (ENU) | IfcBuildingElementProxy | 636698 | n/a | 0001-01-01T00:00:00 | 0001-01-01T00:00:00 | n/a | n/a | n/a
Ballustrade-Double Post:Ballustrade-Double Post:396232 | n/a | 1900-12-31T23:59:59 | Ballustrade-Double Post | Ground Floor | n/a | xBIM from Autodesk Revit 2014 (ENU) | IfcBuildingElementProxy | 636739 | n/a | 0001-01-01T00:00:00 | 0001-01-01T00:00:00 | n/a | n/a | n/a
Ballustrade-Double Post:Ballustrade-Double Post:396240 | n/a | 1900-12-31T23:59:59 | Ballustrade-Double Post | Ground Floor | n/a | xBIM from Autodesk Revit 2014 (ENU) | IfcBuildingElementProxy | 636780 | n/a | 0001-01-01T00:00:00 | 0001-01-01T00:00:00 | n/a | n/a | n/a
Ballustrade-Double Post:Ballustrade-Double Post:395918 | n/a | 1900-12-31T23:59:59 | Ballustrade-Double Post | Ground Floor | n/a | xBIM from Autodesk Revit 2014 (ENU) | IfcBuildingElementProxy | 636123 | n/a | 0001-01-01T00:00:00 | 0001-01-01T00:00:00 | n/a | n/a | n/a
Ballustrade-Double Post:Ballustrade-Double Post:395991 | n/a | 1900-12-31T23:59:59 | Ballustrade-Double Post | Ground Floor | n/a | xBIM from Autodesk Revit 2014 (ENU) | IfcBuildingElementProxy | 636165 | n/a | 0001-01-01T00:00:00 | 0001-01-01T00:00:00 | n/a | n/a | n/a
Ballustrade-Double Post:Ballustrade-Double Post:395999 | n/a | 1900-12-31T23:59:59 | Ballustrade-Double Post | Ground Floor | n/a | xBIM from Autodesk Revit 2014 (ENU) | IfcBuildingElementProxy | 636206 | n/a | 0001-01-01T00:00:00 | 0001-01-01T00:00:00 | n/a | n/a | n/a
Ballustrade-Double Post:Ballustrade-Double Post:396007 | n/a | 1900-12-31T23:59:59 | Ballustrade-Double Post | Ground Floor | n/a | xBIM from Autodesk Revit 2014 (ENU) | IfcBuildingElementProxy | 636247 | n/a | 0001-01-01T00:00:00 | 0001-01-01T00:00:00 | n/a | n/a | n/a
Ballustrade-Double Post:Ballustrade-Double Post:396015 | n/a | 1900-12-31T23:59:59 | Ballustrade-Double Post | Ground Floor | n/a | xBIM from Autodesk Revit 2014 (ENU) | IfcBuildingElementProxy | 636288 | n/a | 0001-01-01T00:00:00 | 0001-01-01T00:00:00 | n/a | n/a | n/a
Ballustrade-Double Post:Ballustrade-Double Post:396023 | n/a | 1900-12-31T23:59:59 | Ballustrade-Double Post | Ground Floor | n/a | xBIM from Autodesk Revit 2014 (ENU) | IfcBuildingElementProxy | 636329 | n/a | 0001-01-01T00:00:00 | 0001-01-01T00:00:00 | n/a | n/a | n/a
Ballustrade-Double Post:Ballustrade-Double Post:396031 | n/a | 1900-12-31T23:59:59 | Ballustrade-Double Post | Ground Floor | n/a | xBIM from Autodesk Revit 2014 (ENU) | IfcBuildingElementProxy | 636370 | n/a | 0001-01-01T00:00:00 | 0001-01-01T00:00:00 | n/a | n/a | n/a
Ballustrade-Double Post:Ballustrade-Double Post:396039 | n/a | 1900-12-31T23:59:59 | Ballustrade-Double Post | Ground Floor | n/a | xBIM from Autodesk Revit 2014 (ENU) | IfcBuildingElementProxy | 636411 | n/a | 0001-01-01T00:00:00 | 0001-01-01T00:00:00 | n/a | n/a | n/a
Ballustrade-Double Post:Ballustrade-Double Post:396049 | n/a | 1900-12-31T23:59:59 | Ballustrade-Double Post | Ground Floor | n/a | xBIM from Autodesk Revit 2014 (ENU) | IfcBuildingElementProxy | 636452 | n/a | 0001-01-01T00:00:00 | 0001-01-01T00:00:00 | n/a | n/a | n/a
Ballustrade-Double Post:Ballustrade-Double Post:396057 | n/a | 1900-12-31T23:59:59 | Ballustrade-Double Post | Ground Floor | n/a | xBIM from Autodesk Revit 2014 (ENU) | IfcBuildingElementProxy | 636493 | n/a | 0001-01-01T00:00:00 | 0001-01-01T00:00:00 | n/a | n/a | n/a
Ballustrade-Double Post:Ballustrade-Double Post:396067 | n/a | 1900-12-31T23:59:59 | Ballustrade-Double Post | Ground Floor | n/a | xBIM from Autodesk Revit 2014 (ENU) | IfcBuildingElementProxy | 636534 | n/a | 0001-01-01T00:00:00 | 0001-01-01T00:00:00 | n/a | n/a | n/a
Ballustrade-Half Post:Ballustrade-Half Post:397113 | n/a | 1900-12-31T23:59:59 | Ballustrade-Half Post | Ground Floor | n/a | xBIM from Autodesk Revit 2014 (ENU) | IfcBuildingElementProxy | 636846 | n/a | 0001-01-01T00:00:00 | 0001-01-01T00:00:00 | n/a | n/a | n/a
Ballustrade-Half Post:Ballustrade-Half Post:397290 | n/a | 1900-12-31T23:59:59 | Ballustrade-Half Post | Ground Floor | n/a | xBIM from Autodesk Revit 2014 (ENU) | IfcBuildingElementProxy | 636901 | n/a | 0001-01-01T00:00:00 | 0001-01-01T00:00:00 | n/a | n/a | n/a
Ballustrade-Half Post:Ballustrade-Half Post:397399 | n/a | 1900-12-31T23:59:59 | Ballustrade-Half Post | Ground Floor | n/a | xBIM from Autodesk Revit 2014 (ENU) | IfcBuildingElementProxy | 637050 | n/a | 0001-01-01T00:00:00 | 0001-01-01T00:00:00 | n/a | n/a | n/a
Ballustrade-Half Post:Ballustrade-Half Post:397422 | n/a | 1900-12-31T23:59:59 | Ballustrade-Half Post | Ground Floor | n/a | xBIM from Autodesk Revit 2014 (ENU) | IfcBuildingElementProxy | 637091 | n/a | 0001-01-01T00:00:00 | 0001-01-01T00:00:00 | n/a | n/a | n/a
Ballustrade-Half Post:Ballustrade-Half Post:397527 | n/a | 1900-12-31T23:59:59 | Ballustrade-Half Post | Ground Floor | n/a | xBIM from Autodesk Revit 2014 (ENU) | IfcBuildingElementProxy | 637255 | n/a | 0001-01-01T00:00:00 | 0001-01-01T00:00:00 | n/a | n/a | n/a
Ballustrade-Half Post:Ballustrade-Half Post:397597 | n/a | 1900-12-31T23:59:59 | Ballustrade-Half Post | Ground Floor | n/a | xBIM from Autodesk Revit 2014 (ENU) | IfcBuildingElementProxy | 637296 | n/a | 0001-01-01T00:00:00 | 0001-01-01T00:00:00 | n/a | n/a | n/a
Ballustrade-Half Post:Ballustrade-Half Post:397769 | n/a | 1900-12-31T23:59:59 | Ballustrade-Half Post | Ground Floor | n/a | xBIM from Autodesk Revit 2014 (ENU) | IfcBuildingElementProxy | 637378 | n/a | 0001-01-01T00:00:00 | 0001-01-01T00:00:00 | n/a | n/a | n/a
Ballustrade-Half Post:Ballustrade-Half Post:397803 | n/a | 1900-12-31T23:59:59 | Ballustrade-Half Post | Ground Floor | n/a | xBIM from Autodesk Revit 2014 (ENU) | IfcBuildingElementProxy | 637460 | n/a | 0001-01-01T00:00:00 | 0001-01-01T00:00:00 | n/a | n/a | n/a
Ballustrade-Half Post:Ballustrade-Half Post:397812 | n/a | 1900-12-31T23:59:59 | Ballustrade-Half Post | Ground Floor | n/a | xBIM from Autodesk Revit 2014 (ENU) | IfcBuildingElementProxy | 637542 | n/a | 0001-01-01T00:00:00 | 0001-01-01T00:00:00 | n/a | n/a | n/a
Ballustrade-Half Post:Ballustrade-Half Post:397821 | n/a | 1900-12-31T23:59:59 | Ballustrade-Half Post | Ground Floor | n/a | xBIM from Autodesk Revit 2014 (ENU) | IfcBuildingElementProxy | 637624 | n/a | 0001-01-01T00:00:00 | 0001-01-01T00:00:00 | n/a | n/a | n/a
Ballustrade-Half Post:Ballustrade-Half Post:397868 | n/a | 1900-12-31T23:59:59 | Ballustrade-Half Post | Ground Floor | n/a | xBIM from Autodesk Revit 2014 (ENU) | IfcBuildingElementProxy | 637706 | n/a | 0001-01-01T00:00:00 | 0001-01-01T00:00:00 | n/a | n/a | n/a
Ballustrade-Half Post:Ballustrade-Half Post:397316 | n/a | 1900-12-31T23:59:59 | Ballustrade-Half Post | Ground Floor | n/a | xBIM from Autodesk Revit 2014 (ENU) | IfcBuildingElementProxy | 636967 | n/a | 0001-01-01T00:00:00 | 0001-01-01T00:00:00 | n/a | n/a | n/a
Ballustrade-Half Post:Ballustrade-Half Post:397354 | n/a | 1900-12-31T23:59:59 | Ballustrade-Half Post | Ground Floor | n/a | xBIM from Autodesk Revit 2014 (ENU) | IfcBuildingElementProxy | 637009 | n/a | 0001-01-01T00:00:00 | 0001-01-01T00:00:00 | n/a | n/a | n/a
Ballustrade-Half Post:Ballustrade-Half Post:397456 | n/a | 1900-12-31T23:59:59 | Ballustrade-Half Post | Ground Floor | n/a | xBIM from Autodesk Revit 2014 (ENU) | IfcBuildingElementProxy | 637132 | n/a | 0001-01-01T00:00:00 | 0001-01-01T00:00:00 | n/a | n/a | n/a
Ballustrade-Half Post:Ballustrade-Half Post:397495 | n/a | 1900-12-31T23:59:59 | Ballustrade-Half Post | Ground Floor | n/a | xBIM from Autodesk Revit 2014 (ENU) | IfcBuildingElementProxy | 637173 | n/a | 0001-01-01T00:00:00 | 0001-01-01T00:00:00 | n/a | n/a | n/a
Ballustrade-Half Post:Ballustrade-Half Post:397503 | n/a | 1900-12-31T23:59:59 | Ballustrade-Half Post | Ground Floor | n/a | xBIM from Autodesk Revit 2014 (ENU) | IfcBuildingElementProxy | 637214 | n/a | 0001-01-01T00:00:00 | 0001-01-01T00:00:00 | n/a | n/a | n/a
Ballustrade-Half Post:Ballustrade-Half Post:397708 | n/a | 1900-12-31T23:59:59 | Ballustrade-Half Post | Ground Floor | n/a | xBIM from Autodesk Revit 2014 (ENU) | IfcBuildingElementProxy | 637337 | n/a | 0001-01-01T00:00:00 | 0001-01-01T00:00:00 | n/a | n/a | n/a
Ballustrade-Half Post:Ballustrade-Half Post:397802 | n/a | 1900-12-31T23:59:59 | Ballustrade-Half Post | Ground Floor | n/a | xBIM from Autodesk Revit 2014 (ENU) | IfcBuildingElementProxy | 637419 | n/a | 0001-01-01T00:00:00 | 0001-01-01T00:00:00 | n/a | n/a | n/a
Ballustrade-Half Post:Ballustrade-Half Post:397811 | n/a | 1900-12-31T23:59:59 | Ballustrade-Half Post | Ground Floor | n/a | xBIM from Autodesk Revit 2014 (ENU) | IfcBuildingElementProxy | 637501 | n/a | 0001-01-01T00:00:00 | 0001-01-01T00:00:00 | n/a | n/a | n/a
Ballustrade-Half Post:Ballustrade-Half Post:397820 | n/a | 1900-12-31T23:59:59 | Ballustrade-Half Post | Ground Floor | n/a | xBIM from Autodesk Revit 2014 (ENU) | IfcBuildingElementProxy | 637583 | n/a | 0001-01-01T00:00:00 | 0001-01-01T00:00:00 | n/a | n/a | n/a
Ballustrade-Half Post:Ballustrade-Half Post:397833 | n/a | 1900-12-31T23:59:59 | Ballustrade-Half Post | Ground Floor | n/a | xBIM from Autodesk Revit 2014 (ENU) | IfcBuildingElementProxy | 637665 | n/a | 0001-01-01T00:00:00 | 0001-01-01T00:00:00 | n/a | n/a | n/a
Ballustrade-Half Post:Ballustrade-Half Post:397894 | n/a | 1900-12-31T23:59:59 | Ballustrade-Half Post | Ground Floor | n/a | xBIM from Autodesk Revit 2014 (ENU) | IfcBuildingElementProxy | 637747 | n/a | 0001-01-01T00:00:00 | 0001-01-01T00:00:00 | n/a | n/a | n/a
HOK-PLF_Countertop:HOK-PLF_Countertop:400447 | n/a | 1900-12-31T23:59:59 | HOK-PLF_Countertop | 20WC.06 | n/a | xBIM from Autodesk Revit 2014 (ENU) | IfcBuildingElementProxy | 637894 | n/a | 0001-01-01T00:00:00 | 0001-01-01T00:00:00 | n/a | n/a | n/a
HOK-PLF_Countertop:HOK-PLF_Countertop:400618 | n/a | 1900-12-31T23:59:59 | HOK-PLF_Countertop | 20WC.07 | n/a | xBIM from Autodesk Revit 2014 (ENU) | IfcBuildingElementProxy | 638049 | n/a | 0001-01-01T00:00:00 | 0001-01-01T00:00:00 | n/a | n/a | n/a
nbl_WashBasin_Semi-Countertop:550x500x200:402406 | n/a | 1900-12-31T23:59:59 | 550x500x200 | 20WC.07 | n/a | xBIM from Autodesk Revit 2014 (ENU) | IfcFlowTerminal | 647478 | n/a | 0001-01-01T00:00:00 | 0001-01-01T00:00:00 | n/a | n/a | n/a
nbl_WashBasin_Semi-Countertop:550x500x200:402459 | n/a | 1900-12-31T23:59:59 | 550x500x200 | 20WC.06 | n/a | xBIM from Autodesk Revit 2014 (ENU) | IfcFlowTerminal | 647601 | n/a | 0001-01-01T00:00:00 | 0001-01-01T00:00:00 | n/a | n/a | n/a
Curtain Wall:Curtain Wall 1:409072 | n/a | 1900-12-31T23:59:59 | Curtain Wall:Curtain Wall 1 | Lower Roof - Slab Level | n/a | xBIM from Autodesk Revit 2014 (ENU) | IfcCurtainWall | 647805 | n/a | 0001-01-01T00:00:00 | 0001-01-01T00:00:00 | n/a | n/a | n/a
Curtain Wall:Curtain Wall 1:409118 | n/a | 1900-12-31T23:59:59 | Curtain Wall:Curtain Wall 1 | Lower Roof - Slab Level | n/a | xBIM from Autodesk Revit 2014 (ENU) | IfcCurtainWall | 650113 | n/a | 0001-01-01T00:00:00 | 0001-01-01T00:00:00 | n/a | n/a | n/a
Curtain Wall:Curtain Wall 1:409164 | n/a | 1900-12-31T23:59:59 | Curtain Wall:Curtain Wall 1 | Lower Roof - Slab Level | n/a | xBIM from Autodesk Revit 2014 (ENU) | IfcCurtainWall | 652066 | n/a | 0001-01-01T00:00:00 | 0001-01-01T00:00:00 | n/a | n/a | n/a
Curtain Wall:Curtain Wall 1:409182 | n/a | 1900-12-31T23:59:59 | Curtain Wall:Curtain Wall 1 | Lower Roof - Slab Level | n/a | xBIM from Autodesk Revit 2014 (ENU) | IfcCurtainWall | 654019 | n/a | 0001-01-01T00:00:00 | 0001-01-01T00:00:00 | n/a | n/a | n/a
Basic Wall:nbl_Clad_CemBnddPbrd-MtlFrm-MmbPolyethWthrBarr-InsulFF_TYPE B:415679 | n/a | 1900-12-31T23:59:59 | Basic Wall:nbl_Clad_CemBnddPbrd-MtlFrm-MmbPolyethWthrBarr-InsulFF_TYPE B | Lower Roof - Slab Level | n/a | xBIM from Autodesk Revit 2014 (ENU) | IfcWallStandardCase | 656190 | n/a | 0001-01-01T00:00:00 | 0001-01-01T00:00:00 | n/a | n/a | n/a
Basic Wall:nbl_Clad_CemBnddPbrd-MtlFrm-MmbPolyethWthrBarr-InsulFF_TYPE B:492252 | n/a | 1900-12-31T23:59:59 | Basic Wall:nbl_Clad_CemBnddPbrd-MtlFrm-MmbPolyethWthrBarr-InsulFF_TYPE B | Lower Roof - Slab Level | n/a | xBIM from Autodesk Revit 2014 (ENU) | IfcWallStandardCase | 715420 | n/a | 0001-01-01T00:00:00 | 0001-01-01T00:00:00 | n/a | n/a | n/a
Window-Framed Opening:Window-Framed Opening:443578 | n/a | 1900-12-31T23:59:59 | Window-Framed Opening | Ground Floor | n/a | xBIM from Autodesk Revit 2014 (ENU) | IfcWindow | 658585 | n/a | 0001-01-01T00:00:00 | 0001-01-01T00:00:00 | n/a | n/a | n/a
nbl_Door_Int-Sgl-Vsn-Pnl-01:1010X2100:444701 | n/a | 1900-12-31T23:59:59 | 1010X2100 | Ground Floor | n/a | xBIM from Autodesk Revit 2014 (ENU) | IfcDoor | 693333 | n/a | 0001-01-01T00:00:00 | 0001-01-01T00:00:00 | n/a | n/a | n/a
nbl_WashBasin_Pedestal:600x500x850:489739 | n/a | 1900-12-31T23:59:59 | 600x500x850 | 20WC.05 | n/a | xBIM from Autodesk Revit 2014 (ENU) | IfcFlowTerminal | 712330 | n/a | 0001-01-01T00:00:00 | 0001-01-01T00:00:00 | n/a | n/a | n/a
Path of Travel:01 Start:513924 | n/a | 1900-12-31T23:59:59 | 01 Start | 20INT.01 | n/a | xBIM from Autodesk Revit 2014 (ENU) | IfcBuildingElementProxy | 715899 | n/a | 0001-01-01T00:00:00 | 0001-01-01T00:00:00 | n/a | n/a | n/a
Path of Travel:02 Middle:514034 | n/a | 1900-12-31T23:59:59 | 02 Middle | 20INT.01 | n/a | xBIM from Autodesk Revit 2014 (ENU) | IfcBuildingElementProxy | 716054 | n/a | 0001-01-01T00:00:00 | 0001-01-01T00:00:00 | n/a | n/a | n/a
Path of Travel:03 End:514177 | n/a | 1900-12-31T23:59:59 | 03 End | Ground Floor | n/a | xBIM from Autodesk Revit 2014 (ENU) | IfcBuildingElementProxy | 716203 | n/a | 0001-01-01T00:00:00 | 0001-01-01T00:00:00 | n/a | n/a | n/a
Path of Travel:03 End:515062 | n/a | 1900-12-31T23:59:59 | 03 End | 20INT.01 | n/a | xBIM from Autodesk Revit 2014 (ENU) | IfcBuildingElementProxy | 716356 | n/a | 0001-01-01T00:00:00 | 0001-01-01T00:00:00 | n/a | n/a | n/a
Planter_HOK_M:Planter_HOK_M:516171 | n/a | 1900-12-31T23:59:59 | Planter_HOK_M | 20INT.04 | n/a | xBIM from Autodesk Revit 2014 (ENU) | IfcBuildingElementProxy | 716471 | n/a | 0001-01-01T00:00:00 | 0001-01-01T00:00:00 | n/a | n/a | n/a
Pizza_oven:Pizza_oven:540408 | n/a | 1900-12-31T23:59:59 | Pizza_oven | 20BOH.01 | n/a | xBIM from Autodesk Revit 2014 (ENU) | IfcBuildingElementProxy | 717438 | n/a | 0001-01-01T00:00:00 | 0001-01-01T00:00:00 | n/a | n/a | n/a
furn_sys_bar:furn_sys_bar:552039 | n/a | 1900-12-31T23:59:59 | furn_sys_bar | 20INT.01 | n/a | xBIM from Autodesk Revit 2014 (ENU) | IfcFurnishingElement | 724336 | n/a | 0001-01-01T00:00:00 | 0001-01-01T00:00:00 | n/a | n/a | n/a
M_Stool - Bar:Bar Stool:552043 | n/a | 1900-12-31T23:59:59 | Bar Stool | 20INT.01 | n/a | xBIM from Autodesk Revit 2014 (ENU) | IfcFurnishingElement | 747732 | n/a | 0001-01-01T00:00:00 | 0001-01-01T00:00:00 | n/a | n/a | n/a
M_Stool - Bar:Bar Stool:552044 | n/a | 1900-12-31T23:59:59 | Bar Stool | 20INT.01 | n/a | xBIM from Autodesk Revit 2014 (ENU) | IfcFurnishingElement | 747787 | n/a | 0001-01-01T00:00:00 | 0001-01-01T00:00:00 | n/a | n/a | n/a
M_Stool - Bar:Bar Stool:552045 | n/a | 1900-12-31T23:59:59 | Bar Stool | 20INT.01 | n/a | xBIM from Autodesk Revit 2014 (ENU) | IfcFurnishingElement | 747830 | n/a | 0001-01-01T00:00:00 | 0001-01-01T00:00:00 | n/a | n/a | n/a
M_Stool - Bar:Bar Stool:552046 | n/a | 1900-12-31T23:59:59 | Bar Stool | 20INT.01 | n/a | xBIM from Autodesk Revit 2014 (ENU) | IfcFurnishingElement | 747873 | n/a | 0001-01-01T00:00:00 | 0001-01-01T00:00:00 | n/a | n/a | n/a
M_Stool - Bar:Bar Stool:552047 | n/a | 1900-12-31T23:59:59 | Bar Stool | 20INT.01 | n/a | xBIM from Autodesk Revit 2014 (ENU) | IfcFurnishingElement | 747916 | n/a | 0001-01-01T00:00:00 | 0001-01-01T00:00:00 | n/a | n/a | n/a
M_Stool - Bar:Bar Stool:552048 | n/a | 1900-12-31T23:59:59 | Bar Stool | 20INT.01 | n/a | xBIM from Autodesk Revit 2014 (ENU) | IfcFurnishingElement | 747959 | n/a | 0001-01-01T00:00:00 | 0001-01-01T00:00:00 | n/a | n/a | n/a
M_Stool - Bar:Bar Stool:552049 | n/a | 1900-12-31T23:59:59 | Bar Stool | 20INT.01 | n/a | xBIM from Autodesk Revit 2014 (ENU) | IfcFurnishingElement | 748002 | n/a | 0001-01-01T00:00:00 | 0001-01-01T00:00:00 | n/a | n/a | n/a
M_Stool - Bar:Bar Stool:552050 | n/a | 1900-12-31T23:59:59 | Bar Stool | 20INT.01 | n/a | xBIM from Autodesk Revit 2014 (ENU) | IfcFurnishingElement | 748045 | n/a | 0001-01-01T00:00:00 | 0001-01-01T00:00:00 | n/a | n/a | n/a
M_Stool - Bar:Bar Stool:552051 | n/a | 1900-12-31T23:59:59 | Bar Stool | 20INT.01 | n/a | xBIM from Autodesk Revit 2014 (ENU) | IfcFurnishingElement | 748088 | n/a | 0001-01-01T00:00:00 | 0001-01-01T00:00:00 | n/a | n/a | n/a
M_Stool - Bar:Bar Stool:552052 | n/a | 1900-12-31T23:59:59 | Bar Stool | 20INT.01 | n/a | xBIM from Autodesk Revit 2014 (ENU) | IfcFurnishingElement | 748131 | n/a | 0001-01-01T00:00:00 | 0001-01-01T00:00:00 | n/a | n/a | n/a
M_Stool - Bar:Bar Stool:556478 | n/a | 1900-12-31T23:59:59 | Bar Stool | 20INT.01 | n/a | xBIM from Autodesk Revit 2014 (ENU) | IfcFurnishingElement | 791909 | n/a | 0001-01-01T00:00:00 | 0001-01-01T00:00:00 | n/a | n/a | n/a
M_Stool - Bar:Bar Stool:556957 | n/a | 1900-12-31T23:59:59 | Bar Stool | 20INT.01 | n/a | xBIM from Autodesk Revit 2014 (ENU) | IfcFurnishingElement | 791960 | n/a | 0001-01-01T00:00:00 | 0001-01-01T00:00:00 | n/a | n/a | n/a
M_Stool - Bar:Bar Stool:556965 | n/a | 1900-12-31T23:59:59 | Bar Stool | 20INT.01 | n/a | xBIM from Autodesk Revit 2014 (ENU) | IfcFurnishingElement | 792010 | n/a | 0001-01-01T00:00:00 | 0001-01-01T00:00:00 | n/a | n/a | n/a
M_Stool - Bar:Bar Stool:556967 | n/a | 1900-12-31T23:59:59 | Bar Stool | 20INT.01 | n/a | xBIM from Autodesk Revit 2014 (ENU) | IfcFurnishingElement | 792060 | n/a | 0001-01-01T00:00:00 | 0001-01-01T00:00:00 | n/a | n/a | n/a
M_Stool - Bar:Bar Stool:557117 | n/a | 1900-12-31T23:59:59 | Bar Stool | 20INT.01 | n/a | xBIM from Autodesk Revit 2014 (ENU) | IfcFurnishingElement | 792152 | n/a | 0001-01-01T00:00:00 | 0001-01-01T00:00:00 | n/a | n/a | n/a
M_Stool - Bar:Bar Stool:557120 | n/a | 1900-12-31T23:59:59 | Bar Stool | 20INT.01 | n/a | xBIM from Autodesk Revit 2014 (ENU) | IfcFurnishingElement | 792202 | n/a | 0001-01-01T00:00:00 | 0001-01-01T00:00:00 | n/a | n/a | n/a
M_Stool - Bar:Bar Stool:557122 | n/a | 1900-12-31T23:59:59 | Bar Stool | 20INT.01 | n/a | xBIM from Autodesk Revit 2014 (ENU) | IfcFurnishingElement | 792252 | n/a | 0001-01-01T00:00:00 | 0001-01-01T00:00:00 | n/a | n/a | n/a
M_Stool - Bar:Bar Stool:557124 | n/a | 1900-12-31T23:59:59 | Bar Stool | 20INT.01 | n/a | xBIM from Autodesk Revit 2014 (ENU) | IfcFurnishingElement | 792302 | n/a | 0001-01-01T00:00:00 | 0001-01-01T00:00:00 | n/a | n/a | n/a
Dishwasher (1):610 x 610 x 860mm:552053 | n/a | 1900-12-31T23:59:59 | 610 x 610 x 860mm | 20INT.01 | n/a | xBIM from Autodesk Revit 2014 (ENU) | IfcBuildingElementProxy | 748278 | n/a | 0001-01-01T00:00:00 | 0001-01-01T00:00:00 | n/a | n/a | n/a
M_Table - Dining w Chairs:1500mm Diameter:554580 | n/a | 1900-12-31T23:59:59 | 1500mm Diameter | 20INT.01 | n/a | xBIM from Autodesk Revit 2014 (ENU) | IfcFurnishingElement | 749422 | n/a | 0001-01-01T00:00:00 | 0001-01-01T00:00:00 | n/a | n/a | n/a
M_Table - Dining w Chairs:1500mm Diameter:554745 | n/a | 1900-12-31T23:59:59 | 1500mm Diameter | 20INT.01 | n/a | xBIM from Autodesk Revit 2014 (ENU) | IfcFurnishingElement | 760654 | n/a | 0001-01-01T00:00:00 | 0001-01-01T00:00:00 | n/a | n/a | n/a
M_Table - Dining w Chairs:1500mm Diameter:554962 | n/a | 1900-12-31T23:59:59 | 1500mm Diameter | 20INT.01 | n/a | xBIM from Autodesk Revit 2014 (ENU) | IfcFurnishingElement | 760919 | n/a | 0001-01-01T00:00:00 | 0001-01-01T00:00:00 | n/a | n/a | n/a
M_Table - Dining w Chairs:1500mm Diameter:554969 | n/a | 1900-12-31T23:59:59 | 1500mm Diameter | 20INT.01 | n/a | xBIM from Autodesk Revit 2014 (ENU) | IfcFurnishingElement | 761192 | n/a | 0001-01-01T00:00:00 | 0001-01-01T00:00:00 | n/a | n/a | n/a
M_Table - Dining w Chairs:1500mm Diameter:555014 | n/a | 1900-12-31T23:59:59 | 1500mm Diameter | 20INT.01 | n/a | xBIM from Autodesk Revit 2014 (ENU) | IfcFurnishingElement | 761461 | n/a | 0001-01-01T00:00:00 | 0001-01-01T00:00:00 | n/a | n/a | n/a
M_Table - Dining w Chairs:1500mm Diameter:555021 | n/a | 1900-12-31T23:59:59 | 1500mm Diameter | 20INT.01 | n/a | xBIM from Autodesk Revit 2014 (ENU) | IfcFurnishingElement | 761726 | n/a | 0001-01-01T00:00:00 | 0001-01-01T00:00:00 | n/a | n/a | n/a
M_Table - Dining w Chairs:1500mm Diameter:555067 | n/a | 1900-12-31T23:59:59 | 1500mm Diameter | 20INT.01 | n/a | xBIM from Autodesk Revit 2014 (ENU) | IfcFurnishingElement | 761995 | n/a | 0001-01-01T00:00:00 | 0001-01-01T00:00:00 | n/a | n/a | n/a
M_Table - Dining w Chairs:1500mm Diameter:555074 | n/a | 1900-12-31T23:59:59 | 1500mm Diameter | 20INT.01 | n/a | xBIM from Autodesk Revit 2014 (ENU) | IfcFurnishingElement | 762256 | n/a | 0001-01-01T00:00:00 | 0001-01-01T00:00:00 | n/a | n/a | n/a
M_Table - Dining w Chairs:1500mm Diameter:555118 | n/a | 1900-12-31T23:59:59 | 1500mm Diameter | 20INT.01 | n/a | xBIM from Autodesk Revit 2014 (ENU) | IfcFurnishingElement | 762517 | n/a | 0001-01-01T00:00:00 | 0001-01-01T00:00:00 | n/a | n/a | n/a
M_Table - Dining w Chairs:1500mm Diameter:555125 | n/a | 1900-12-31T23:59:59 | 1500mm Diameter | 20INT.01 | n/a | xBIM from Autodesk Revit 2014 (ENU) | IfcFurnishingElement | 762782 | n/a | 0001-01-01T00:00:00 | 0001-01-01T00:00:00 | n/a | n/a | n/a
M_Table - Dining w Chairs:1500mm Diameter:555171 | n/a | 1900-12-31T23:59:59 | 1500mm Diameter | 20INT.01 | n/a | xBIM from Autodesk Revit 2014 (ENU) | IfcFurnishingElement | 763051 | n/a | 0001-01-01T00:00:00 | 0001-01-01T00:00:00 | n/a | n/a | n/a
M_Table - Dining w Chairs:1500mm Diameter:555178 | n/a | 1900-12-31T23:59:59 | 1500mm Diameter | 20INT.01 | n/a | xBIM from Autodesk Revit 2014 (ENU) | IfcFurnishingElement | 763316 | n/a | 0001-01-01T00:00:00 | 0001-01-01T00:00:00 | n/a | n/a | n/a
M_Chair:M_Chair:554582 | n/a | 1900-12-31T23:59:59 | M_Chair | 20INT.01 | n/a | xBIM from Autodesk Revit 2014 (ENU) | IfcFurnishingElement | 760422 | n/a | 0001-01-01T00:00:00 | 0001-01-01T00:00:00 | n/a | n/a | n/a
M_Chair:M_Chair:554583 | n/a | 1900-12-31T23:59:59 | M_Chair | 20INT.01 | n/a | xBIM from Autodesk Revit 2014 (ENU) | IfcFurnishingElement | 760467 | n/a | 0001-01-01T00:00:00 | 0001-01-01T00:00:00 | n/a | n/a | n/a
M_Chair:M_Chair:554584 | n/a | 1900-12-31T23:59:59 | M_Chair | 20INT.01 | n/a | xBIM from Autodesk Revit 2014 (ENU) | IfcFurnishingElement | 760506 | n/a | 0001-01-01T00:00:00 | 0001-01-01T00:00:00 | n/a | n/a | n/a
M_Chair:M_Chair:554585 | n/a | 1900-12-31T23:59:59 | M_Chair | 20INT.01 | n/a | xBIM from Autodesk Revit 2014 (ENU) | IfcFurnishingElement | 760545 | n/a | 0001-01-01T00:00:00 | 0001-01-01T00:00:00 | n/a | n/a | n/a
M_Chair:M_Chair:554586 | n/a | 1900-12-31T23:59:59 | M_Chair | 20INT.01 | n/a | xBIM from Autodesk Revit 2014 (ENU) | IfcFurnishingElement | 760584 | n/a | 0001-01-01T00:00:00 | 0001-01-01T00:00:00 | n/a | n/a | n/a
M_Chair:M_Chair:554587 | n/a | 1900-12-31T23:59:59 | M_Chair | 20INT.01 | n/a | xBIM from Autodesk Revit 2014 (ENU) | IfcFurnishingElement | 760619 | n/a | 0001-01-01T00:00:00 | 0001-01-01T00:00:00 | n/a | n/a | n/a
M_Chair:M_Chair:554747 | n/a | 1900-12-31T23:59:59 | M_Chair | 20INT.01 | n/a | xBIM from Autodesk Revit 2014 (ENU) | IfcFurnishingElement | 760693 | n/a | 0001-01-01T00:00:00 | 0001-01-01T00:00:00 | n/a | n/a | n/a
M_Chair:M_Chair:554748 | n/a | 1900-12-31T23:59:59 | M_Chair | 20INT.01 | n/a | xBIM from Autodesk Revit 2014 (ENU) | IfcFurnishingElement | 760728 | n/a | 0001-01-01T00:00:00 | 0001-01-01T00:00:00 | n/a | n/a | n/a
M_Chair:M_Chair:554749 | n/a | 1900-12-31T23:59:59 | M_Chair | 20INT.01 | n/a | xBIM from Autodesk Revit 2014 (ENU) | IfcFurnishingElement | 760767 | n/a | 0001-01-01T00:00:00 | 0001-01-01T00:00:00 | n/a | n/a | n/a
M_Chair:M_Chair:554750 | n/a | 1900-12-31T23:59:59 | M_Chair | 20INT.01 | n/a | xBIM from Autodesk Revit 2014 (ENU) | IfcFurnishingElement | 760806 | n/a | 0001-01-01T00:00:00 | 0001-01-01T00:00:00 | n/a | n/a | n/a
M_Chair:M_Chair:554751 | n/a | 1900-12-31T23:59:59 | M_Chair | 20INT.01 | n/a | xBIM from Autodesk Revit 2014 (ENU) | IfcFurnishingElement | 760845 | n/a | 0001-01-01T00:00:00 | 0001-01-01T00:00:00 | n/a | n/a | n/a
M_Chair:M_Chair:554752 | n/a | 1900-12-31T23:59:59 | M_Chair | 20INT.01 | n/a | xBIM from Autodesk Revit 2014 (ENU) | IfcFurnishingElement | 760880 | n/a | 0001-01-01T00:00:00 | 0001-01-01T00:00:00 | n/a | n/a | n/a
M_Chair:M_Chair:554963 | n/a | 1900-12-31T23:59:59 | M_Chair | 20INT.01 | n/a | xBIM from Autodesk Revit 2014 (ENU) | IfcFurnishingElement | 760958 | n/a | 0001-01-01T00:00:00 | 0001-01-01T00:00:00 | n/a | n/a | n/a
M_Chair:M_Chair:554964 | n/a | 1900-12-31T23:59:59 | M_Chair | 20INT.01 | n/a | xBIM from Autodesk Revit 2014 (ENU) | IfcFurnishingElement | 760997 | n/a | 0001-01-01T00:00:00 | 0001-01-01T00:00:00 | n/a | n/a | n/a
M_Chair:M_Chair:554965 | n/a | 1900-12-31T23:59:59 | M_Chair | 20INT.01 | n/a | xBIM from Autodesk Revit 2014 (ENU) | IfcFurnishingElement | 761036 | n/a | 0001-01-01T00:00:00 | 0001-01-01T00:00:00 | n/a | n/a | n/a
M_Chair:M_Chair:554966 | n/a | 1900-12-31T23:59:59 | M_Chair | 20INT.01 | n/a | xBIM from Autodesk Revit 2014 (ENU) | IfcFurnishingElement | 761075 | n/a | 0001-01-01T00:00:00 | 0001-01-01T00:00:00 | n/a | n/a | n/a
M_Chair:M_Chair:554967 | n/a | 1900-12-31T23:59:59 | M_Chair | 20INT.01 | n/a | xBIM from Autodesk Revit 2014 (ENU) | IfcFurnishingElement | 761114 | n/a | 0001-01-01T00:00:00 | 0001-01-01T00:00:00 | n/a | n/a | n/a
M_Chair:M_Chair:554968 | n/a | 1900-12-31T23:59:59 | M_Chair | 20INT.01 | n/a | xBIM from Autodesk Revit 2014 (ENU) | IfcFurnishingElement | 761153 | n/a | 0001-01-01T00:00:00 | 0001-01-01T00:00:00 | n/a | n/a | n/a
M_Chair:M_Chair:554970 | n/a | 1900-12-31T23:59:59 | M_Chair | 20INT.01 | n/a | xBIM from Autodesk Revit 2014 (ENU) | IfcFurnishingElement | 761231 | n/a | 0001-01-01T00:00:00 | 0001-01-01T00:00:00 | n/a | n/a | n/a
M_Chair:M_Chair:554971 | n/a | 1900-12-31T23:59:59 | M_Chair | 20INT.01 | n/a | xBIM from Autodesk Revit 2014 (ENU) | IfcFurnishingElement | 761270 | n/a | 0001-01-01T00:00:00 | 0001-01-01T00:00:00 | n/a | n/a | n/a
M_Chair:M_Chair:554972 | n/a | 1900-12-31T23:59:59 | M_Chair | 20INT.01 | n/a | xBIM from Autodesk Revit 2014 (ENU) | IfcFurnishingElement | 761309 | n/a | 0001-01-01T00:00:00 | 0001-01-01T00:00:00 | n/a | n/a | n/a
M_Chair:M_Chair:554973 | n/a | 1900-12-31T23:59:59 | M_Chair | 20INT.01 | n/a | xBIM from Autodesk Revit 2014 (ENU) | IfcFurnishingElement | 761348 | n/a | 0001-01-01T00:00:00 | 0001-01-01T00:00:00 | n/a | n/a | n/a
M_Chair:M_Chair:554974 | n/a | 1900-12-31T23:59:59 | M_Chair | 20INT.01 | n/a | xBIM from Autodesk Revit 2014 (ENU) | IfcFurnishingElement | 761387 | n/a | 0001-01-01T00:00:00 | 0001-01-01T00:00:00 | n/a | n/a | n/a
M_Chair:M_Chair:554975 | n/a | 1900-12-31T23:59:59 | M_Chair | 20INT.01 | n/a | xBIM from Autodesk Revit 2014 (ENU) | IfcFurnishingElement | 761426 | n/a | 0001-01-01T00:00:00 | 0001-01-01T00:00:00 | n/a | n/a | n/a
M_Chair:M_Chair:555015 | n/a | 1900-12-31T23:59:59 | M_Chair | 20INT.01 | n/a | xBIM from Autodesk Revit 2014 (ENU) | IfcFurnishingElement | 761500 | n/a | 0001-01-01T00:00:00 | 0001-01-01T00:00:00 | n/a | n/a | n/a
M_Chair:M_Chair:555016 | n/a | 1900-12-31T23:59:59 | M_Chair | 20INT.01 | n/a | xBIM from Autodesk Revit 2014 (ENU) | IfcFurnishingElement | 761535 | n/a | 0001-01-01T00:00:00 | 0001-01-01T00:00:00 | n/a | n/a | n/a
M_Chair:M_Chair:555017 | n/a | 1900-12-31T23:59:59 | M_Chair | 20INT.01 | n/a | xBIM from Autodesk Revit 2014 (ENU) | IfcFurnishingElement | 761574 | n/a | 0001-01-01T00:00:00 | 0001-01-01T00:00:00 | n/a | n/a | n/a
M_Chair:M_Chair:555018 | n/a | 1900-12-31T23:59:59 | M_Chair | 20INT.01 | n/a | xBIM from Autodesk Revit 2014 (ENU) | IfcFurnishingElement | 761613 | n/a | 0001-01-01T00:00:00 | 0001-01-01T00:00:00 | n/a | n/a | n/a
M_Chair:M_Chair:555019 | n/a | 1900-12-31T23:59:59 | M_Chair | 20INT.01 | n/a | xBIM from Autodesk Revit 2014 (ENU) | IfcFurnishingElement | 761652 | n/a | 0001-01-01T00:00:00 | 0001-01-01T00:00:00 | n/a | n/a | n/a
M_Chair:M_Chair:555020 | n/a | 1900-12-31T23:59:59 | M_Chair | 20INT.01 | n/a | xBIM from Autodesk Revit 2014 (ENU) | IfcFurnishingElement | 761687 | n/a | 0001-01-01T00:00:00 | 0001-01-01T00:00:00 | n/a | n/a | n/a
M_Chair:M_Chair:555022 | n/a | 1900-12-31T23:59:59 | M_Chair | 20INT.01 | n/a | xBIM from Autodesk Revit 2014 (ENU) | IfcFurnishingElement | 761765 | n/a | 0001-01-01T00:00:00 | 0001-01-01T00:00:00 | n/a | n/a | n/a
M_Chair:M_Chair:555023 | n/a | 1900-12-31T23:59:59 | M_Chair | 20INT.01 | n/a | xBIM from Autodesk Revit 2014 (ENU) | IfcFurnishingElement | 761804 | n/a | 0001-01-01T00:00:00 | 0001-01-01T00:00:00 | n/a | n/a | n/a
M_Chair:M_Chair:555024 | n/a | 1900-12-31T23:59:59 | M_Chair | 20INT.01 | n/a | xBIM from Autodesk Revit 2014 (ENU) | IfcFurnishingElement | 761843 | n/a | 0001-01-01T00:00:00 | 0001-01-01T00:00:00 | n/a | n/a | n/a
M_Chair:M_Chair:555025 | n/a | 1900-12-31T23:59:59 | M_Chair | 20INT.01 | n/a | xBIM from Autodesk Revit 2014 (ENU) | IfcFurnishingElement | 761882 | n/a | 0001-01-01T00:00:00 | 0001-01-01T00:00:00 | n/a | n/a | n/a
M_Chair:M_Chair:555026 | n/a | 1900-12-31T23:59:59 | M_Chair | 20INT.01 | n/a | xBIM from Autodesk Revit 2014 (ENU) | IfcFurnishingElement | 761921 | n/a | 0001-01-01T00:00:00 | 0001-01-01T00:00:00 | n/a | n/a | n/a
M_Chair:M_Chair:555027 | n/a | 1900-12-31T23:59:59 | M_Chair | 20INT.01 | n/a | xBIM from Autodesk Revit 2014 (ENU) | IfcFurnishingElement | 761960 | n/a | 0001-01-01T00:00:00 | 0001-01-01T00:00:00 | n/a | n/a | n/a
M_Chair:M_Chair:555068 | n/a | 1900-12-31T23:59:59 | M_Chair | 20INT.01 | n/a | xBIM from Autodesk Revit 2014 (ENU) | IfcFurnishingElement | 762034 | n/a | 0001-01-01T00:00:00 | 0001-01-01T00:00:00 | n/a | n/a | n/a
M_Chair:M_Chair:555069 | n/a | 1900-12-31T23:59:59 | M_Chair | 20INT.01 | n/a | xBIM from Autodesk Revit 2014 (ENU) | IfcFurnishingElement | 762069 | n/a | 0001-01-01T00:00:00 | 0001-01-01T00:00:00 | n/a | n/a | n/a
M_Chair:M_Chair:555070 | n/a | 1900-12-31T23:59:59 | M_Chair | 20INT.01 | n/a | xBIM from Autodesk Revit 2014 (ENU) | IfcFurnishingElement | 762108 | n/a | 0001-01-01T00:00:00 | 0001-01-01T00:00:00 | n/a | n/a | n/a
M_Chair:M_Chair:555071 | n/a | 1900-12-31T23:59:59 | M_Chair | 20INT.01 | n/a | xBIM from Autodesk Revit 2014 (ENU) | IfcFurnishingElement | 762147 | n/a | 0001-01-01T00:00:00 | 0001-01-01T00:00:00 | n/a | n/a | n/a
M_Chair:M_Chair:555072 | n/a | 1900-12-31T23:59:59 | M_Chair | 20INT.01 | n/a | xBIM from Autodesk Revit 2014 (ENU) | IfcFurnishingElement | 762186 | n/a | 0001-01-01T00:00:00 | 0001-01-01T00:00:00 | n/a | n/a | n/a
M_Chair:M_Chair:555073 | n/a | 1900-12-31T23:59:59 | M_Chair | 20INT.01 | n/a | xBIM from Autodesk Revit 2014 (ENU) | IfcFurnishingElement | 762221 | n/a | 0001-01-01T00:00:00 | 0001-01-01T00:00:00 | n/a | n/a | n/a
M_Chair:M_Chair:555075 | n/a | 1900-12-31T23:59:59 | M_Chair | 20INT.01 | n/a | xBIM from Autodesk Revit 2014 (ENU) | IfcFurnishingElement | 762295 | n/a | 0001-01-01T00:00:00 | 0001-01-01T00:00:00 | n/a | n/a | n/a
M_Chair:M_Chair:555076 | n/a | 1900-12-31T23:59:59 | M_Chair | 20INT.01 | n/a | xBIM from Autodesk Revit 2014 (ENU) | IfcFurnishingElement | 762330 | n/a | 0001-01-01T00:00:00 | 0001-01-01T00:00:00 | n/a | n/a | n/a
M_Chair:M_Chair:555077 | n/a | 1900-12-31T23:59:59 | M_Chair | 20INT.01 | n/a | xBIM from Autodesk Revit 2014 (ENU) | IfcFurnishingElement | 762369 | n/a | 0001-01-01T00:00:00 | 0001-01-01T00:00:00 | n/a | n/a | n/a
M_Chair:M_Chair:555078 | n/a | 1900-12-31T23:59:59 | M_Chair | 20INT.01 | n/a | xBIM from Autodesk Revit 2014 (ENU) | IfcFurnishingElement | 762408 | n/a | 0001-01-01T00:00:00 | 0001-01-01T00:00:00 | n/a | n/a | n/a
M_Chair:M_Chair:555079 | n/a | 1900-12-31T23:59:59 | M_Chair | 20INT.01 | n/a | xBIM from Autodesk Revit 2014 (ENU) | IfcFurnishingElement | 762447 | n/a | 0001-01-01T00:00:00 | 0001-01-01T00:00:00 | n/a | n/a | n/a
M_Chair:M_Chair:555080 | n/a | 1900-12-31T23:59:59 | M_Chair | 20INT.01 | n/a | xBIM from Autodesk Revit 2014 (ENU) | IfcFurnishingElement | 762482 | n/a | 0001-01-01T00:00:00 | 0001-01-01T00:00:00 | n/a | n/a | n/a
M_Chair:M_Chair:555119 | n/a | 1900-12-31T23:59:59 | M_Chair | 20INT.01 | n/a | xBIM from Autodesk Revit 2014 (ENU) | IfcFurnishingElement | 762556 | n/a | 0001-01-01T00:00:00 | 0001-01-01T00:00:00 | n/a | n/a | n/a
M_Chair:M_Chair:555120 | n/a | 1900-12-31T23:59:59 | M_Chair | 20INT.01 | n/a | xBIM from Autodesk Revit 2014 (ENU) | IfcFurnishingElement | 762591 | n/a | 0001-01-01T00:00:00 | 0001-01-01T00:00:00 | n/a | n/a | n/a
M_Chair:M_Chair:555121 | n/a | 1900-12-31T23:59:59 | M_Chair | 20INT.01 | n/a | xBIM from Autodesk Revit 2014 (ENU) | IfcFurnishingElement | 762630 | n/a | 0001-01-01T00:00:00 | 0001-01-01T00:00:00 | n/a | n/a | n/a
M_Chair:M_Chair:555122 | n/a | 1900-12-31T23:59:59 | M_Chair | 20INT.01 | n/a | xBIM from Autodesk Revit 2014 (ENU) | IfcFurnishingElement | 762669 | n/a | 0001-01-01T00:00:00 | 0001-01-01T00:00:00 | n/a | n/a | n/a
M_Chair:M_Chair:555123 | n/a | 1900-12-31T23:59:59 | M_Chair | 20INT.01 | n/a | xBIM from Autodesk Revit 2014 (ENU) | IfcFurnishingElement | 762708 | n/a | 0001-01-01T00:00:00 | 0001-01-01T00:00:00 | n/a | n/a | n/a
M_Chair:M_Chair:555124 | n/a | 1900-12-31T23:59:59 | M_Chair | 20INT.01 | n/a | xBIM from Autodesk Revit 2014 (ENU) | IfcFurnishingElement | 762743 | n/a | 0001-01-01T00:00:00 | 0001-01-01T00:00:00 | n/a | n/a | n/a
M_Chair:M_Chair:555126 | n/a | 1900-12-31T23:59:59 | M_Chair | 20INT.01 | n/a | xBIM from Autodesk Revit 2014 (ENU) | IfcFurnishingElement | 762821 | n/a | 0001-01-01T00:00:00 | 0001-01-01T00:00:00 | n/a | n/a | n/a
M_Chair:M_Chair:555127 | n/a | 1900-12-31T23:59:59 | M_Chair | 20INT.01 | n/a | xBIM from Autodesk Revit 2014 (ENU) | IfcFurnishingElement | 762860 | n/a | 0001-01-01T00:00:00 | 0001-01-01T00:00:00 | n/a | n/a | n/a
M_Chair:M_Chair:555128 | n/a | 1900-12-31T23:59:59 | M_Chair | 20INT.01 | n/a | xBIM from Autodesk Revit 2014 (ENU) | IfcFurnishingElement | 762899 | n/a | 0001-01-01T00:00:00 | 0001-01-01T00:00:00 | n/a | n/a | n/a
M_Chair:M_Chair:555129 | n/a | 1900-12-31T23:59:59 | M_Chair | 20INT.01 | n/a | xBIM from Autodesk Revit 2014 (ENU) | IfcFurnishingElement | 762938 | n/a | 0001-01-01T00:00:00 | 0001-01-01T00:00:00 | n/a | n/a | n/a
M_Chair:M_Chair:555130 | n/a | 1900-12-31T23:59:59 | M_Chair | 20INT.01 | n/a | xBIM from Autodesk Revit 2014 (ENU) | IfcFurnishingElement | 762977 | n/a | 0001-01-01T00:00:00 | 0001-01-01T00:00:00 | n/a | n/a | n/a
M_Chair:M_Chair:555131 | n/a | 1900-12-31T23:59:59 | M_Chair | 20INT.01 | n/a | xBIM from Autodesk Revit 2014 (ENU) | IfcFurnishingElement | 763016 | n/a | 0001-01-01T00:00:00 | 0001-01-01T00:00:00 | n/a | n/a | n/a
M_Chair:M_Chair:555172 | n/a | 1900-12-31T23:59:59 | M_Chair | 20INT.01 | n/a | xBIM from Autodesk Revit 2014 (ENU) | IfcFurnishingElement | 763090 | n/a | 0001-01-01T00:00:00 | 0001-01-01T00:00:00 | n/a | n/a | n/a
M_Chair:M_Chair:555173 | n/a | 1900-12-31T23:59:59 | M_Chair | 20INT.01 | n/a | xBIM from Autodesk Revit 2014 (ENU) | IfcFurnishingElement | 763125 | n/a | 0001-01-01T00:00:00 | 0001-01-01T00:00:00 | n/a | n/a | n/a
M_Chair:M_Chair:555174 | n/a | 1900-12-31T23:59:59 | M_Chair | 20INT.01 | n/a | xBIM from Autodesk Revit 2014 (ENU) | IfcFurnishingElement | 763164 | n/a | 0001-01-01T00:00:00 | 0001-01-01T00:00:00 | n/a | n/a | n/a
M_Chair:M_Chair:555175 | n/a | 1900-12-31T23:59:59 | M_Chair | 20INT.01 | n/a | xBIM from Autodesk Revit 2014 (ENU) | IfcFurnishingElement | 763203 | n/a | 0001-01-01T00:00:00 | 0001-01-01T00:00:00 | n/a | n/a | n/a
M_Chair:M_Chair:555176 | n/a | 1900-12-31T23:59:59 | M_Chair | 20INT.01 | n/a | xBIM from Autodesk Revit 2014 (ENU) | IfcFurnishingElement | 763242 | n/a | 0001-01-01T00:00:00 | 0001-01-01T00:00:00 | n/a | n/a | n/a
M_Chair:M_Chair:555177 | n/a | 1900-12-31T23:59:59 | M_Chair | 20INT.01 | n/a | xBIM from Autodesk Revit 2014 (ENU) | IfcFurnishingElement | 763277 | n/a | 0001-01-01T00:00:00 | 0001-01-01T00:00:00 | n/a | n/a | n/a
M_Chair:M_Chair:555179 | n/a | 1900-12-31T23:59:59 | M_Chair | 20INT.01 | n/a | xBIM from Autodesk Revit 2014 (ENU) | IfcFurnishingElement | 763351 | n/a | 0001-01-01T00:00:00 | 0001-01-01T00:00:00 | n/a | n/a | n/a
M_Chair:M_Chair:555180 | n/a | 1900-12-31T23:59:59 | M_Chair | 20INT.01 | n/a | xBIM from Autodesk Revit 2014 (ENU) | IfcFurnishingElement | 763390 | n/a | 0001-01-01T00:00:00 | 0001-01-01T00:00:00 | n/a | n/a | n/a
M_Chair:M_Chair:555181 | n/a | 1900-12-31T23:59:59 | M_Chair | 20INT.01 | n/a | xBIM from Autodesk Revit 2014 (ENU) | IfcFurnishingElement | 763429 | n/a | 0001-01-01T00:00:00 | 0001-01-01T00:00:00 | n/a | n/a | n/a
M_Chair:M_Chair:555182 | n/a | 1900-12-31T23:59:59 | M_Chair | 20INT.01 | n/a | xBIM from Autodesk Revit 2014 (ENU) | IfcFurnishingElement | 763464 | n/a | 0001-01-01T00:00:00 | 0001-01-01T00:00:00 | n/a | n/a | n/a
M_Chair:M_Chair:555183 | n/a | 1900-12-31T23:59:59 | M_Chair | 20INT.01 | n/a | xBIM from Autodesk Revit 2014 (ENU) | IfcFurnishingElement | 763503 | n/a | 0001-01-01T00:00:00 | 0001-01-01T00:00:00 | n/a | n/a | n/a
M_Chair:M_Chair:555184 | n/a | 1900-12-31T23:59:59 | M_Chair | 20INT.01 | n/a | xBIM from Autodesk Revit 2014 (ENU) | IfcFurnishingElement | 763542 | n/a | 0001-01-01T00:00:00 | 0001-01-01T00:00:00 | n/a | n/a | n/a
M_Table - Dining w Chairs:1500mm Diameter:555327 | n/a | 1900-12-31T23:59:59 | 1500mm Diameter | 20INT.01 | n/a | xBIM from Autodesk Revit 2014 (ENU) | IfcFurnishingElement | 764626 | n/a | 0001-01-01T00:00:00 | 0001-01-01T00:00:00 | n/a | n/a | n/a
M_Table - Dining w Chairs:1500mm Diameter:555334 | n/a | 1900-12-31T23:59:59 | 1500mm Diameter | 20INT.01 | n/a | xBIM from Autodesk Revit 2014 (ENU) | IfcFurnishingElement | 775814 | n/a | 0001-01-01T00:00:00 | 0001-01-01T00:00:00 | n/a | n/a | n/a
M_Table - Dining w Chairs:1500mm Diameter:555341 | n/a | 1900-12-31T23:59:59 | 1500mm Diameter | 20INT.01 | n/a | xBIM from Autodesk Revit 2014 (ENU) | IfcFurnishingElement | 776075 | n/a | 0001-01-01T00:00:00 | 0001-01-01T00:00:00 | n/a | n/a | n/a
M_Table - Dining w Chairs:1500mm Diameter:555348 | n/a | 1900-12-31T23:59:59 | 1500mm Diameter | 20INT.01 | n/a | xBIM from Autodesk Revit 2014 (ENU) | IfcFurnishingElement | 776336 | n/a | 0001-01-01T00:00:00 | 0001-01-01T00:00:00 | n/a | n/a | n/a
M_Chair:M_Chair:555328 | n/a | 1900-12-31T23:59:59 | M_Chair | 20INT.01 | n/a | xBIM from Autodesk Revit 2014 (ENU) | IfcFurnishingElement | 775591 | n/a | 0001-01-01T00:00:00 | 0001-01-01T00:00:00 | n/a | n/a | n/a
M_Chair:M_Chair:555329 | n/a | 1900-12-31T23:59:59 | M_Chair | 20INT.01 | n/a | xBIM from Autodesk Revit 2014 (ENU) | IfcFurnishingElement | 775627 | n/a | 0001-01-01T00:00:00 | 0001-01-01T00:00:00 | n/a | n/a | n/a
M_Chair:M_Chair:555330 | n/a | 1900-12-31T23:59:59 | M_Chair | 20INT.01 | n/a | xBIM from Autodesk Revit 2014 (ENU) | IfcFurnishingElement | 775666 | n/a | 0001-01-01T00:00:00 | 0001-01-01T00:00:00 | n/a | n/a | n/a
M_Chair:M_Chair:555331 | n/a | 1900-12-31T23:59:59 | M_Chair | 20INT.01 | n/a | xBIM from Autodesk Revit 2014 (ENU) | IfcFurnishingElement | 775705 | n/a | 0001-01-01T00:00:00 | 0001-01-01T00:00:00 | n/a | n/a | n/a
M_Chair:M_Chair:555332 | n/a | 1900-12-31T23:59:59 | M_Chair | 20INT.01 | n/a | xBIM from Autodesk Revit 2014 (ENU) | IfcFurnishingElement | 775744 | n/a | 0001-01-01T00:00:00 | 0001-01-01T00:00:00 | n/a | n/a | n/a
M_Chair:M_Chair:555333 | n/a | 1900-12-31T23:59:59 | M_Chair | 20INT.01 | n/a | xBIM from Autodesk Revit 2014 (ENU) | IfcFurnishingElement | 775779 | n/a | 0001-01-01T00:00:00 | 0001-01-01T00:00:00 | n/a | n/a | n/a
M_Chair:M_Chair:555335 | n/a | 1900-12-31T23:59:59 | M_Chair | 20INT.01 | n/a | xBIM from Autodesk Revit 2014 (ENU) | IfcFurnishingElement | 775853 | n/a | 0001-01-01T00:00:00 | 0001-01-01T00:00:00 | n/a | n/a | n/a
M_Chair:M_Chair:555336 | n/a | 1900-12-31T23:59:59 | M_Chair | 20INT.01 | n/a | xBIM from Autodesk Revit 2014 (ENU) | IfcFurnishingElement | 775888 | n/a | 0001-01-01T00:00:00 | 0001-01-01T00:00:00 | n/a | n/a | n/a
M_Chair:M_Chair:555337 | n/a | 1900-12-31T23:59:59 | M_Chair | 20INT.01 | n/a | xBIM from Autodesk Revit 2014 (ENU) | IfcFurnishingElement | 775927 | n/a | 0001-01-01T00:00:00 | 0001-01-01T00:00:00 | n/a | n/a | n/a
M_Chair:M_Chair:555338 | n/a | 1900-12-31T23:59:59 | M_Chair | 20INT.01 | n/a | xBIM from Autodesk Revit 2014 (ENU) | IfcFurnishingElement | 775966 | n/a | 0001-01-01T00:00:00 | 0001-01-01T00:00:00 | n/a | n/a | n/a
M_Chair:M_Chair:555339 | n/a | 1900-12-31T23:59:59 | M_Chair | 20INT.01 | n/a | xBIM from Autodesk Revit 2014 (ENU) | IfcFurnishingElement | 776005 | n/a | 0001-01-01T00:00:00 | 0001-01-01T00:00:00 | n/a | n/a | n/a
M_Chair:M_Chair:555340 | n/a | 1900-12-31T23:59:59 | M_Chair | 20INT.01 | n/a | xBIM from Autodesk Revit 2014 (ENU) | IfcFurnishingElement | 776040 | n/a | 0001-01-01T00:00:00 | 0001-01-01T00:00:00 | n/a | n/a | n/a
M_Chair:M_Chair:555342 | n/a | 1900-12-31T23:59:59 | M_Chair | 20INT.01 | n/a | xBIM from Autodesk Revit 2014 (ENU) | IfcFurnishingElement | 776114 | n/a | 0001-01-01T00:00:00 | 0001-01-01T00:00:00 | n/a | n/a | n/a
M_Chair:M_Chair:555343 | n/a | 1900-12-31T23:59:59 | M_Chair | 20INT.01 | n/a | xBIM from Autodesk Revit 2014 (ENU) | IfcFurnishingElement | 776149 | n/a | 0001-01-01T00:00:00 | 0001-01-01T00:00:00 | n/a | n/a | n/a
M_Chair:M_Chair:555344 | n/a | 1900-12-31T23:59:59 | M_Chair | 20INT.01 | n/a | xBIM from Autodesk Revit 2014 (ENU) | IfcFurnishingElement | 776188 | n/a | 0001-01-01T00:00:00 | 0001-01-01T00:00:00 | n/a | n/a | n/a
M_Chair:M_Chair:555345 | n/a | 1900-12-31T23:59:59 | M_Chair | 20INT.01 | n/a | xBIM from Autodesk Revit 2014 (ENU) | IfcFurnishingElement | 776227 | n/a | 0001-01-01T00:00:00 | 0001-01-01T00:00:00 | n/a | n/a | n/a
M_Chair:M_Chair:555346 | n/a | 1900-12-31T23:59:59 | M_Chair | 20INT.01 | n/a | xBIM from Autodesk Revit 2014 (ENU) | IfcFurnishingElement | 776266 | n/a | 0001-01-01T00:00:00 | 0001-01-01T00:00:00 | n/a | n/a | n/a
M_Chair:M_Chair:555347 | n/a | 1900-12-31T23:59:59 | M_Chair | 20INT.01 | n/a | xBIM from Autodesk Revit 2014 (ENU) | IfcFurnishingElement | 776301 | n/a | 0001-01-01T00:00:00 | 0001-01-01T00:00:00 | n/a | n/a | n/a
M_Chair:M_Chair:555349 | n/a | 1900-12-31T23:59:59 | M_Chair | 20INT.01 | n/a | xBIM from Autodesk Revit 2014 (ENU) | IfcFurnishingElement | 776375 | n/a | 0001-01-01T00:00:00 | 0001-01-01T00:00:00 | n/a | n/a | n/a
M_Chair:M_Chair:555350 | n/a | 1900-12-31T23:59:59 | M_Chair | 20INT.01 | n/a | xBIM from Autodesk Revit 2014 (ENU) | IfcFurnishingElement | 776410 | n/a | 0001-01-01T00:00:00 | 0001-01-01T00:00:00 | n/a | n/a | n/a
M_Chair:M_Chair:555351 | n/a | 1900-12-31T23:59:59 | M_Chair | 20INT.01 | n/a | xBIM from Autodesk Revit 2014 (ENU) | IfcFurnishingElement | 776449 | n/a | 0001-01-01T00:00:00 | 0001-01-01T00:00:00 | n/a | n/a | n/a
M_Chair:M_Chair:555352 | n/a | 1900-12-31T23:59:59 | M_Chair | 20INT.01 | n/a | xBIM from Autodesk Revit 2014 (ENU) | IfcFurnishingElement | 776488 | n/a | 0001-01-01T00:00:00 | 0001-01-01T00:00:00 | n/a | n/a | n/a
M_Chair:M_Chair:555353 | n/a | 1900-12-31T23:59:59 | M_Chair | 20INT.01 | n/a | xBIM from Autodesk Revit 2014 (ENU) | IfcFurnishingElement | 776527 | n/a | 0001-01-01T00:00:00 | 0001-01-01T00:00:00 | n/a | n/a | n/a
M_Chair:M_Chair:555354 | n/a | 1900-12-31T23:59:59 | M_Chair | 20INT.01 | n/a | xBIM from Autodesk Revit 2014 (ENU) | IfcFurnishingElement | 776562 | n/a | 0001-01-01T00:00:00 | 0001-01-01T00:00:00 | n/a | n/a | n/a
M_Table - High Level Cafe:Table - High Level Cafe:556191 | n/a | 1900-12-31T23:59:59 | Table - High Level Cafe | 20INT.01 | n/a | xBIM from Autodesk Revit 2014 (ENU) | IfcFurnishingElement | 791856 | n/a | 0001-01-01T00:00:00 | 0001-01-01T00:00:00 | n/a | n/a | n/a
M_Table - High Level Cafe:Table - High Level Cafe:557116 | n/a | 1900-12-31T23:59:59 | Table - High Level Cafe | 20INT.01 | n/a | xBIM from Autodesk Revit 2014 (ENU) | IfcFurnishingElement | 792113 | n/a | 0001-01-01T00:00:00 | 0001-01-01T00:00:00 | n/a | n/a | n/a
nbl_PanelCubicle:Centre-PnlInt_TYPE A:591931 | n/a | 1900-12-31T23:59:59 | Centre-PnlInt_TYPE A | 20WC.03 | n/a | xBIM from Autodesk Revit 2014 (ENU) | IfcFurnishingElement | 792568 | n/a | 0001-01-01T00:00:00 | 0001-01-01T00:00:00 | n/a | n/a | n/a
nbl_PanelCubicle:Centre-PnlInt_TYPE A:726468 | n/a | 1900-12-31T23:59:59 | Centre-PnlInt_TYPE A | 20WC.03 | n/a | xBIM from Autodesk Revit 2014 (ENU) | IfcFurnishingElement | 843196 | n/a | 0001-01-01T00:00:00 | 0001-01-01T00:00:00 | n/a | n/a | n/a
nbl_PanelCubicle:Centre-PnlInt_TYPE B:592240 | n/a | 1900-12-31T23:59:59 | Centre-PnlInt_TYPE B | 20WC.04 | n/a | xBIM from Autodesk Revit 2014 (ENU) | IfcFurnishingElement | 792872 | n/a | 0001-01-01T00:00:00 | 0001-01-01T00:00:00 | n/a | n/a | n/a
nbl_PanelCubicle:Left-Terminating-PnlInt_TYPE A:592503 | n/a | 1900-12-31T23:59:59 | Left-Terminating-PnlInt_TYPE A | 20WC.04 | n/a | xBIM from Autodesk Revit 2014 (ENU) | IfcFurnishingElement | 793101 | n/a | 0001-01-01T00:00:00 | 0001-01-01T00:00:00 | n/a | n/a | n/a
nbl_PanelCubicle:Right-Terminating-PnlInt_TYPE B:593003 | n/a | 1900-12-31T23:59:59 | Right-Terminating-PnlInt_TYPE B | 20WC.04 | n/a | xBIM from Autodesk Revit 2014 (ENU) | IfcFurnishingElement | 793330 | n/a | 0001-01-01T00:00:00 | 0001-01-01T00:00:00 | n/a | n/a | n/a
nbl_SanitaryAccessory_Mirror :650x1400:598128 | n/a | 1900-12-31T23:59:59 | 650x1400 | 20WC.04 | n/a | xBIM from Autodesk Revit 2014 (ENU) | IfcFurnishingElement | 793538 | n/a | 0001-01-01T00:00:00 | 0001-01-01T00:00:00 | n/a | n/a | n/a
nbl_SanitaryAccessory_Mirror :650x1400:598537 | n/a | 1900-12-31T23:59:59 | 650x1400 | 20WC.04 | n/a | xBIM from Autodesk Revit 2014 (ENU) | IfcFurnishingElement | 793630 | n/a | 0001-01-01T00:00:00 | 0001-01-01T00:00:00 | n/a | n/a | n/a
nbl_SanitaryAccessory_Mirror :650x1400:598736 | n/a | 1900-12-31T23:59:59 | 650x1400 | 20WC.04 | n/a | xBIM from Autodesk Revit 2014 (ENU) | IfcFurnishingElement | 793697 | n/a | 0001-01-01T00:00:00 | 0001-01-01T00:00:00 | n/a | n/a | n/a
nbl_SanitaryAccessory_Mirror :650x1400:598910 | n/a | 1900-12-31T23:59:59 | 650x1400 | 20WC.04 | n/a | xBIM from Autodesk Revit 2014 (ENU) | IfcFurnishingElement | 793764 | n/a | 0001-01-01T00:00:00 | 0001-01-01T00:00:00 | n/a | n/a | n/a
nbl_SanitaryAccessory_Mirror :650x1400:599086 | n/a | 1900-12-31T23:59:59 | 650x1400 | 20WC.03 | n/a | xBIM from Autodesk Revit 2014 (ENU) | IfcFurnishingElement | 793831 | n/a | 0001-01-01T00:00:00 | 0001-01-01T00:00:00 | n/a | n/a | n/a
nbl_SanitaryAccessory_Mirror :650x1400:599264 | n/a | 1900-12-31T23:59:59 | 650x1400 | 20WC.06 | n/a | xBIM from Autodesk Revit 2014 (ENU) | IfcFurnishingElement | 793898 | n/a | 0001-01-01T00:00:00 | 0001-01-01T00:00:00 | n/a | n/a | n/a
nbl_SanitaryAccessory_Mirror :650x1400:599584 | n/a | 1900-12-31T23:59:59 | 650x1400 | 20WC.03 | n/a | xBIM from Autodesk Revit 2014 (ENU) | IfcFurnishingElement | 794088 | n/a | 0001-01-01T00:00:00 | 0001-01-01T00:00:00 | n/a | n/a | n/a
nbl_SanitaryAccessory_Mirror :650x1400:599760 | n/a | 1900-12-31T23:59:59 | 650x1400 | 20WC.03 | n/a | xBIM from Autodesk Revit 2014 (ENU) | IfcFurnishingElement | 794155 | n/a | 0001-01-01T00:00:00 | 0001-01-01T00:00:00 | n/a | n/a | n/a
nbl_SanitaryAccessory_Mirror :650x1400:599327 | n/a | 1900-12-31T23:59:59 | 650x1400 | 20WC.07 | n/a | xBIM from Autodesk Revit 2014 (ENU) | IfcFurnishingElement | 794020 | n/a | 0001-01-01T00:00:00 | 0001-01-01T00:00:00 | n/a | n/a | n/a
Curtain Wall:SKIRTING SCREEN:610335 | n/a | 1900-12-31T23:59:59 | Curtain Wall:SKIRTING SCREEN | DMD Ref Level | n/a | xBIM from Autodesk Revit 2014 (ENU) | IfcCurtainWall | 794277 | n/a | 0001-01-01T00:00:00 | 0001-01-01T00:00:00 | n/a | n/a | n/a
Curtain Wall:SKIRTING SCREEN:612647 | n/a | 1900-12-31T23:59:59 | Curtain Wall:SKIRTING SCREEN | DMD Ref Level | n/a | xBIM from Autodesk Revit 2014 (ENU) | IfcCurtainWall | 795355 | n/a | 0001-01-01T00:00:00 | 0001-01-01T00:00:00 | n/a | n/a | n/a
Curtain Wall:SKIRTING SCREEN:613394 | n/a | 1900-12-31T23:59:59 | Curtain Wall:SKIRTING SCREEN | DMD Ref Level | n/a | xBIM from Autodesk Revit 2014 (ENU) | IfcCurtainWall | 796476 | n/a | 0001-01-01T00:00:00 | 0001-01-01T00:00:00 | n/a | n/a | n/a
Curtain Wall:SKIRTING SCREEN:613718 | n/a | 1900-12-31T23:59:59 | Curtain Wall:SKIRTING SCREEN | DMD Ref Level | n/a | xBIM from Autodesk Revit 2014 (ENU) | IfcCurtainWall | 797497 | n/a | 0001-01-01T00:00:00 | 0001-01-01T00:00:00 | n/a | n/a | n/a
Curtain Wall:SKIRTING SCREEN:613888 | n/a | 1900-12-31T23:59:59 | Curtain Wall:SKIRTING SCREEN | DMD Ref Level | n/a | xBIM from Autodesk Revit 2014 (ENU) | IfcCurtainWall | 798618 | n/a | 0001-01-01T00:00:00 | 0001-01-01T00:00:00 | n/a | n/a | n/a
nbl_Signage_Evacuation-Routes-Forward:400X150:643264 | n/a | 1900-12-31T23:59:59 | 400X150 | 20INT.01 | n/a | xBIM from Autodesk Revit 2014 (ENU) | IfcFurnishingElement | 800935 | n/a | 0001-01-01T00:00:00 | 0001-01-01T00:00:00 | n/a | n/a | n/a
nbl_Signage_Evacuation-Routes-Forward:400X150:643266 | n/a | 1900-12-31T23:59:59 | 400X150 | 20INT.04 | n/a | xBIM from Autodesk Revit 2014 (ENU) | IfcFurnishingElement | 801035 | n/a | 0001-01-01T00:00:00 | 0001-01-01T00:00:00 | n/a | n/a | n/a
nbl_Signage_Evacuation-Routes-Forward:400X150:643267 | n/a | 1900-12-31T23:59:59 | 400X150 | 20INT.01 | n/a | xBIM from Autodesk Revit 2014 (ENU) | IfcFurnishingElement | 801100 | n/a | 0001-01-01T00:00:00 | 0001-01-01T00:00:00 | n/a | n/a | n/a
nbl_Signage_Evacuation-Routes-Forward:400X150:643268 | n/a | 1900-12-31T23:59:59 | 400X150 | 20INT.01 | n/a | xBIM from Autodesk Revit 2014 (ENU) | IfcFurnishingElement | 801165 | n/a | 0001-01-01T00:00:00 | 0001-01-01T00:00:00 | n/a | n/a | n/a
nbl_Signage_Evacuation-Routes-Forward:400X150:643269 | n/a | 1900-12-31T23:59:59 | 400X150 | 20INT.01 | n/a | xBIM from Autodesk Revit 2014 (ENU) | IfcFurnishingElement | 802396 | n/a | 0001-01-01T00:00:00 | 0001-01-01T00:00:00 | n/a | n/a | n/a
nbl_Signage_Evacuation-Routes-Forward:400X150:643270 | n/a | 1900-12-31T23:59:59 | 400X150 | 20INT.01 | n/a | xBIM from Autodesk Revit 2014 (ENU) | IfcFurnishingElement | 802462 | n/a | 0001-01-01T00:00:00 | 0001-01-01T00:00:00 | n/a | n/a | n/a
nbl_Signage_Evacuation-Routes-Forward:400X150:643271 | n/a | 1900-12-31T23:59:59 | 400X150 | Ground Floor | n/a | xBIM from Autodesk Revit 2014 (ENU) | IfcFurnishingElement | 802523 | n/a | 0001-01-01T00:00:00 | 0001-01-01T00:00:00 | n/a | n/a | n/a
nbl_Signage_Evacuation-Routes-Forward:400X150:646631 | n/a | 1900-12-31T23:59:59 | 400X150 | 20INT.01 | n/a | xBIM from Autodesk Revit 2014 (ENU) | IfcFurnishingElement | 802588 | n/a | 0001-01-01T00:00:00 | 0001-01-01T00:00:00 | n/a | n/a | n/a
nbl_Signage_Evacuation-Routes-Forward:400X150:646632 | n/a | 1900-12-31T23:59:59 | 400X150 | 20BOH.07 | n/a | xBIM from Autodesk Revit 2014 (ENU) | IfcFurnishingElement | 802654 | n/a | 0001-01-01T00:00:00 | 0001-01-01T00:00:00 | n/a | n/a | n/a
nbl_Signage_Evacuation-Routes-Forward:400X150:646826 | n/a | 1900-12-31T23:59:59 | 400X150 | 20BOH.05 | n/a | xBIM from Autodesk Revit 2014 (ENU) | IfcFurnishingElement | 802720 | n/a | 0001-01-01T00:00:00 | 0001-01-01T00:00:00 | n/a | n/a | n/a
nbl_Signage_Evacuation-Routes-Forward:400X150:647046 | n/a | 1900-12-31T23:59:59 | 400X150 | 20BOH.02 | n/a | xBIM from Autodesk Revit 2014 (ENU) | IfcFurnishingElement | 802786 | n/a | 0001-01-01T00:00:00 | 0001-01-01T00:00:00 | n/a | n/a | n/a
nbl_Signage_Evacuation-Routes-Left:450X200:647501 | n/a | 1900-12-31T23:59:59 | 450X200 | 20BOH.01 | n/a | xBIM from Autodesk Revit 2014 (ENU) | IfcFurnishingElement | 804009 | n/a | 0001-01-01T00:00:00 | 0001-01-01T00:00:00 | n/a | n/a | n/a
nbl_Signage_Evacuation-Routes-Left:450X200:650419 | n/a | 1900-12-31T23:59:59 | 450X200 | 20BOH.02 | n/a | xBIM from Autodesk Revit 2014 (ENU) | IfcFurnishingElement | 804104 | n/a | 0001-01-01T00:00:00 | 0001-01-01T00:00:00 | n/a | n/a | n/a
nbl_Signage_Evacuation-Routes-Left:450X200:650681 | n/a | 1900-12-31T23:59:59 | 450X200 | 20BOH.06 | n/a | xBIM from Autodesk Revit 2014 (ENU) | IfcFurnishingElement | 804170 | n/a | 0001-01-01T00:00:00 | 0001-01-01T00:00:00 | n/a | n/a | n/a
Concrete Round1:500mm:662394 | n/a | 1900-12-31T23:59:59 | 500mm | High Tide | n/a | xBIM from Autodesk Revit 2014 (ENU) | IfcColumn | 809774 | n/a | 0001-01-01T00:00:00 | 0001-01-01T00:00:00 | n/a | n/a | n/a
Concrete Round1:500mm:662396 | n/a | 1900-12-31T23:59:59 | 500mm | High Tide | n/a | xBIM from Autodesk Revit 2014 (ENU) | IfcColumn | 809862 | n/a | 0001-01-01T00:00:00 | 0001-01-01T00:00:00 | n/a | n/a | n/a
Concrete Round1:500mm:662398 | n/a | 1900-12-31T23:59:59 | 500mm | High Tide | n/a | xBIM from Autodesk Revit 2014 (ENU) | IfcColumn | 809941 | n/a | 0001-01-01T00:00:00 | 0001-01-01T00:00:00 | n/a | n/a | n/a
Concrete Round1:500mm:662400 | n/a | 1900-12-31T23:59:59 | 500mm | High Tide | n/a | xBIM from Autodesk Revit 2014 (ENU) | IfcColumn | 810020 | n/a | 0001-01-01T00:00:00 | 0001-01-01T00:00:00 | n/a | n/a | n/a
Concrete Round1:300mm:662402 | n/a | 1900-12-31T23:59:59 | 300mm | High Tide | n/a | xBIM from Autodesk Revit 2014 (ENU) | IfcColumn | 810099 | n/a | 0001-01-01T00:00:00 | 0001-01-01T00:00:00 | n/a | n/a | n/a
Concrete Round1:300mm:662404 | n/a | 1900-12-31T23:59:59 | 300mm | High Tide | n/a | xBIM from Autodesk Revit 2014 (ENU) | IfcColumn | 810187 | n/a | 0001-01-01T00:00:00 | 0001-01-01T00:00:00 | n/a | n/a | n/a
Concrete Round1:500mm:662407 | n/a | 1900-12-31T23:59:59 | 500mm | High Tide | n/a | xBIM from Autodesk Revit 2014 (ENU) | IfcColumn | 810266 | n/a | 0001-01-01T00:00:00 | 0001-01-01T00:00:00 | n/a | n/a | n/a
Concrete Round1:500mm:662409 | n/a | 1900-12-31T23:59:59 | 500mm | High Tide | n/a | xBIM from Autodesk Revit 2014 (ENU) | IfcColumn | 810345 | n/a | 0001-01-01T00:00:00 | 0001-01-01T00:00:00 | n/a | n/a | n/a
Concrete Round1:300mm:662416 | n/a | 1900-12-31T23:59:59 | 300mm | High Tide | n/a | xBIM from Autodesk Revit 2014 (ENU) | IfcColumn | 810424 | n/a | 0001-01-01T00:00:00 | 0001-01-01T00:00:00 | n/a | n/a | n/a
Concrete Round1:300mm:662418 | n/a | 1900-12-31T23:59:59 | 300mm | High Tide | n/a | xBIM from Autodesk Revit 2014 (ENU) | IfcColumn | 810503 | n/a | 0001-01-01T00:00:00 | 0001-01-01T00:00:00 | n/a | n/a | n/a
Concrete Round1:300mm:662420 | n/a | 1900-12-31T23:59:59 | 300mm | High Tide | n/a | xBIM from Autodesk Revit 2014 (ENU) | IfcColumn | 810582 | n/a | 0001-01-01T00:00:00 | 0001-01-01T00:00:00 | n/a | n/a | n/a
Concrete Round1:300mm:662422 | n/a | 1900-12-31T23:59:59 | 300mm | High Tide | n/a | xBIM from Autodesk Revit 2014 (ENU) | IfcColumn | 810661 | n/a | 0001-01-01T00:00:00 | 0001-01-01T00:00:00 | n/a | n/a | n/a
Concrete Round1:300mm:662424 | n/a | 1900-12-31T23:59:59 | 300mm | High Tide | n/a | xBIM from Autodesk Revit 2014 (ENU) | IfcColumn | 810740 | n/a | 0001-01-01T00:00:00 | 0001-01-01T00:00:00 | n/a | n/a | n/a
Concrete Round1:300mm:662426 | n/a | 1900-12-31T23:59:59 | 300mm | High Tide | n/a | xBIM from Autodesk Revit 2014 (ENU) | IfcColumn | 810819 | n/a | 0001-01-01T00:00:00 | 0001-01-01T00:00:00 | n/a | n/a | n/a
Concrete Round1:300mm:662429 | n/a | 1900-12-31T23:59:59 | 300mm | High Tide | n/a | xBIM from Autodesk Revit 2014 (ENU) | IfcColumn | 810898 | n/a | 0001-01-01T00:00:00 | 0001-01-01T00:00:00 | n/a | n/a | n/a
Concrete Round1:300mm:662431 | n/a | 1900-12-31T23:59:59 | 300mm | High Tide | n/a | xBIM from Autodesk Revit 2014 (ENU) | IfcColumn | 810977 | n/a | 0001-01-01T00:00:00 | 0001-01-01T00:00:00 | n/a | n/a | n/a
Concrete Round1:300mm:662434 | n/a | 1900-12-31T23:59:59 | 300mm | High Tide | n/a | xBIM from Autodesk Revit 2014 (ENU) | IfcColumn | 811056 | n/a | 0001-01-01T00:00:00 | 0001-01-01T00:00:00 | n/a | n/a | n/a
Concrete Round1:300mm:662436 | n/a | 1900-12-31T23:59:59 | 300mm | High Tide | n/a | xBIM from Autodesk Revit 2014 (ENU) | IfcColumn | 811135 | n/a | 0001-01-01T00:00:00 | 0001-01-01T00:00:00 | n/a | n/a | n/a
Concrete Round1:300mm:662441 | n/a | 1900-12-31T23:59:59 | 300mm | High Tide | n/a | xBIM from Autodesk Revit 2014 (ENU) | IfcColumn | 811214 | n/a | 0001-01-01T00:00:00 | 0001-01-01T00:00:00 | n/a | n/a | n/a
Concrete Round1:300mm:662443 | n/a | 1900-12-31T23:59:59 | 300mm | High Tide | n/a | xBIM from Autodesk Revit 2014 (ENU) | IfcColumn | 811293 | n/a | 0001-01-01T00:00:00 | 0001-01-01T00:00:00 | n/a | n/a | n/a
RPC Tree - Fall:Sycamore - 17.7 Meters:662504 | n/a | 1900-12-31T23:59:59 | Sycamore - 17.7 Meters | High Tide | n/a | xBIM from Autodesk Revit 2014 (ENU) | IfcBuildingElementProxy | 822817 | n/a | 0001-01-01T00:00:00 | 0001-01-01T00:00:00 | n/a | n/a | n/a
RPC Tree - Fall:Sycamore - 17.7 Meters:662505 | n/a | 1900-12-31T23:59:59 | Sycamore - 17.7 Meters | High Tide | n/a | xBIM from Autodesk Revit 2014 (ENU) | IfcBuildingElementProxy | 822863 | n/a | 0001-01-01T00:00:00 | 0001-01-01T00:00:00 | n/a | n/a | n/a
RPC Tree - Fall:Sycamore - 17.7 Meters:662506 | n/a | 1900-12-31T23:59:59 | Sycamore - 17.7 Meters | High Tide | n/a | xBIM from Autodesk Revit 2014 (ENU) | IfcBuildingElementProxy | 822897 | n/a | 0001-01-01T00:00:00 | 0001-01-01T00:00:00 | n/a | n/a | n/a
RPC Tree - Fall:Sycamore - 17.7 Meters:662514 | n/a | 1900-12-31T23:59:59 | Sycamore - 17.7 Meters | High Tide | n/a | xBIM from Autodesk Revit 2014 (ENU) | IfcBuildingElementProxy | 830283 | n/a | 0001-01-01T00:00:00 | 0001-01-01T00:00:00 | n/a | n/a | n/a
RPC Tree - Fall:Scarlet Oak - 12.5 Meters:662507 | n/a | 1900-12-31T23:59:59 | Scarlet Oak - 12.5 Meters | High Tide | n/a | xBIM from Autodesk Revit 2014 (ENU) | IfcBuildingElementProxy | 828515 | n/a | 0001-01-01T00:00:00 | 0001-01-01T00:00:00 | n/a | n/a | n/a
RPC Tree - Fall:Scarlet Oak - 12.5 Meters:662508 | n/a | 1900-12-31T23:59:59 | Scarlet Oak - 12.5 Meters | High Tide | n/a | xBIM from Autodesk Revit 2014 (ENU) | IfcBuildingElementProxy | 828561 | n/a | 0001-01-01T00:00:00 | 0001-01-01T00:00:00 | n/a | n/a | n/a
RPC Tree - Fall:Scarlet Oak - 12.5 Meters:662509 | n/a | 1900-12-31T23:59:59 | Scarlet Oak - 12.5 Meters | High Tide | n/a | xBIM from Autodesk Revit 2014 (ENU) | IfcBuildingElementProxy | 828595 | n/a | 0001-01-01T00:00:00 | 0001-01-01T00:00:00 | n/a | n/a | n/a
RPC Tree - Fall:Scarlet Oak - 12.5 Meters:662510 | n/a | 1900-12-31T23:59:59 | Scarlet Oak - 12.5 Meters | High Tide | n/a | xBIM from Autodesk Revit 2014 (ENU) | IfcBuildingElementProxy | 828629 | n/a | 0001-01-01T00:00:00 | 0001-01-01T00:00:00 | n/a | n/a | n/a
RPC Tree - Fall:Scarlet Oak - 12.5 Meters:662511 | n/a | 1900-12-31T23:59:59 | Scarlet Oak - 12.5 Meters | High Tide | n/a | xBIM from Autodesk Revit 2014 (ENU) | IfcBuildingElementProxy | 828663 | n/a | 0001-01-01T00:00:00 | 0001-01-01T00:00:00 | n/a | n/a | n/a
RPC Tree - Fall:Scarlet Oak - 12.5 Meters:662512 | n/a | 1900-12-31T23:59:59 | Scarlet Oak - 12.5 Meters | High Tide | n/a | xBIM from Autodesk Revit 2014 (ENU) | IfcBuildingElementProxy | 828697 | n/a | 0001-01-01T00:00:00 | 0001-01-01T00:00:00 | n/a | n/a | n/a
RPC Tree - Fall:Black Oak - 18.0 Meters:662513 | n/a | 1900-12-31T23:59:59 | Black Oak - 18.0 Meters | High Tide | n/a | xBIM from Autodesk Revit 2014 (ENU) | IfcBuildingElementProxy | 830235 | n/a | 0001-01-01T00:00:00 | 0001-01-01T00:00:00 | n/a | n/a | n/a
RPC Tree - Fall:Red Oak - 18.7 Meters:662515 | n/a | 1900-12-31T23:59:59 | Red Oak - 18.7 Meters | High Tide | n/a | xBIM from Autodesk Revit 2014 (ENU) | IfcBuildingElementProxy | 831350 | n/a | 0001-01-01T00:00:00 | 0001-01-01T00:00:00 | n/a | n/a | n/a
RPC Tree - Fall:Red Oak - 18.7 Meters:662516 | n/a | 1900-12-31T23:59:59 | Red Oak - 18.7 Meters | High Tide | n/a | xBIM from Autodesk Revit 2014 (ENU) | IfcBuildingElementProxy | 831398 | n/a | 0001-01-01T00:00:00 | 0001-01-01T00:00:00 | n/a | n/a | n/a
nbl_SanitaryAccessory_Grab-Rail-Horizontal :450 mm:677236 | n/a | 1900-12-31T23:59:59 | 450 mm | 20WC.02 | n/a | xBIM from Autodesk Revit 2014 (ENU) | IfcFurnishingElement | 837325 | n/a | 0001-01-01T00:00:00 | 0001-01-01T00:00:00 | n/a | n/a | n/a
nbl_SanitaryAccessory_Mirror :500x1000:677283 | n/a | 1900-12-31T23:59:59 | 500x1000 | 20WC.02 | n/a | xBIM from Autodesk Revit 2014 (ENU) | IfcFurnishingElement | 837457 | n/a | 0001-01-01T00:00:00 | 0001-01-01T00:00:00 | n/a | n/a | n/a
nbl_SanitaryAccessory_Clothes-Hook:Type 1:677284 | n/a | 1900-12-31T23:59:59 | Type 1 | 20WC.02 | n/a | xBIM from Autodesk Revit 2014 (ENU) | IfcFurnishingElement | 837589 | n/a | 0001-01-01T00:00:00 | 0001-01-01T00:00:00 | n/a | n/a | n/a
nbl_SanitaryAccessory_Clothes-Hook:Type 1:677285 | n/a | 1900-12-31T23:59:59 | Type 1 | 20WC.02 | n/a | xBIM from Autodesk Revit 2014 (ENU) | IfcFurnishingElement | 837721 | n/a | 0001-01-01T00:00:00 | 0001-01-01T00:00:00 | n/a | n/a | n/a
nbl_GasFiredCondensingBoiler_1.0:Type 1:699142 | n/a | 1900-12-31T23:59:59 | Type 1 | 20BOH.12 | n/a | xBIM from Autodesk Revit 2014 (ENU) | IfcBuildingElementProxy | 840011 | n/a | 0001-01-01T00:00:00 | 0001-01-01T00:00:00 | n/a | n/a | n/a
nbl_LiquidImmersedTransformer_1.0:nbl_LiquidImmersedTransformer_1.0:701873 | n/a | 1900-12-31T23:59:59 | nbl_LiquidImmersedTransformer_1.0 | 20BOH.6 | n/a | xBIM from Autodesk Revit 2014 (ENU) | IfcBuildingElementProxy | 840899 | n/a | 0001-01-01T00:00:00 | 0001-01-01T00:00:00 | n/a | n/a | n/a
nbl_Sounder_1.0:UserToPopulate:720087 | n/a | 1900-12-31T23:59:59 | Type 1 | 20WC.01 | n/a | xBIM from Autodesk Revit 2014 (ENU) | IfcBuildingElementProxy | 843057 | n/a | 0001-01-01T00:00:00 | 0001-01-01T00:00:00 | n/a | n/a | n/a
nbl_TltRllHldrs_DolphinDispensers_AC250DolphinPrestigeToiletRollHolder:nbl_ToiletRollHolders_DolphinDispensers_AC250DolphinPrestigeToiletRollHolder:727969 | n/a | 1900-12-31T23:59:59 | nbl_ToiletRollHolders_DolphinDispensers_AC250DolphinPrestigeToiletRollHolder | 20WC.03 | n/a | xBIM from Autodesk Revit 2014 (ENU) | IfcBuildingElementProxy | 846441 | n/a | 0001-01-01T00:00:00 | 0001-01-01T00:00:00 | n/a | n/a | n/a
nbl_TltRllHldrs_DolphinDispensers_AC250DolphinPrestigeToiletRollHolder:nbl_ToiletRollHolders_DolphinDispensers_AC250DolphinPrestigeToiletRollHolder:728152 | n/a | 1900-12-31T23:59:59 | nbl_ToiletRollHolders_DolphinDispensers_AC250DolphinPrestigeToiletRollHolder | 20WC.03 | n/a | xBIM from Autodesk Revit 2014 (ENU) | IfcBuildingElementProxy | 846536 | n/a | 0001-01-01T00:00:00 | 0001-01-01T00:00:00 | n/a | n/a | n/a
nbl_SoapDpnsrs_DolphinDispensers_BC360DolphinStainlessSteelSoapDispenser:nbl_SoapDispensers_DolphinDispensers_BC360DolphinStainlessSteelSoapDispenser:731639 | n/a | 1900-12-31T23:59:59 | nbl_SoapDispensers_DolphinDispensers_BC360DolphinStainlessSteelSoapDispenser | 20WC.03 | n/a | xBIM from Autodesk Revit 2014 (ENU) | IfcBuildingElementProxy | 848191 | n/a | 0001-01-01T00:00:00 | 0001-01-01T00:00:00 | n/a | n/a | n/a
nbl_SoapDpnsrs_DolphinDispensers_BC360DolphinStainlessSteelSoapDispenser:nbl_SoapDispensers_DolphinDispensers_BC360DolphinStainlessSteelSoapDispenser:732513 | n/a | 1900-12-31T23:59:59 | nbl_SoapDispensers_DolphinDispensers_BC360DolphinStainlessSteelSoapDispenser | 20WC.03 | n/a | xBIM from Autodesk Revit 2014 (ENU) | IfcBuildingElementProxy | 848293 | n/a | 0001-01-01T00:00:00 | 0001-01-01T00:00:00 | n/a | n/a | n/a
nbl_SoapDpnsrs_DolphinDispensers_BC360DolphinStainlessSteelSoapDispenser:nbl_SoapDispensers_DolphinDispensers_BC360DolphinStainlessSteelSoapDispenser:732703 | n/a | 1900-12-31T23:59:59 | nbl_SoapDispensers_DolphinDispensers_BC360DolphinStainlessSteelSoapDispenser | 20WC.03 | n/a | xBIM from Autodesk Revit 2014 (ENU) | IfcBuildingElementProxy | 848350 | n/a | 0001-01-01T00:00:00 | 0001-01-01T00:00:00 | n/a | n/a | n/a
nbl_SoapDpnsrs_DolphinDispensers_BC360DolphinStainlessSteelSoapDispenser:nbl_SoapDispensers_DolphinDispensers_BC360DolphinStainlessSteelSoapDispenser:732906 | n/a | 1900-12-31T23:59:59 | nbl_SoapDispensers_DolphinDispensers_BC360DolphinStainlessSteelSoapDispenser | 20WC.04 | n/a | xBIM from Autodesk Revit 2014 (ENU) | IfcBuildingElementProxy | 848407 | n/a | 0001-01-01T00:00:00 | 0001-01-01T00:00:00 | n/a | n/a | n/a
nbl_SoapDpnsrs_DolphinDispensers_BC360DolphinStainlessSteelSoapDispenser:nbl_SoapDispensers_DolphinDispensers_BC360DolphinStainlessSteelSoapDispenser:733130 | n/a | 1900-12-31T23:59:59 | nbl_SoapDispensers_DolphinDispensers_BC360DolphinStainlessSteelSoapDispenser | 20WC.04 | n/a | xBIM from Autodesk Revit 2014 (ENU) | IfcBuildingElementProxy | 848464 | n/a | 0001-01-01T00:00:00 | 0001-01-01T00:00:00 | n/a | n/a | n/a
nbl_SoapDpnsrs_DolphinDispensers_BC360DolphinStainlessSteelSoapDispenser:nbl_SoapDispensers_DolphinDispensers_BC360DolphinStainlessSteelSoapDispenser:733304 | n/a | 1900-12-31T23:59:59 | nbl_SoapDispensers_DolphinDispensers_BC360DolphinStainlessSteelSoapDispenser | 20WC.04 | n/a | xBIM from Autodesk Revit 2014 (ENU) | IfcBuildingElementProxy | 848521 | n/a | 0001-01-01T00:00:00 | 0001-01-01T00:00:00 | n/a | n/a | n/a
nbl_SoapDpnsrs_DolphinDispensers_BC360DolphinStainlessSteelSoapDispenser:nbl_SoapDispensers_DolphinDispensers_BC360DolphinStainlessSteelSoapDispenser:733478 | n/a | 1900-12-31T23:59:59 | nbl_SoapDispensers_DolphinDispensers_BC360DolphinStainlessSteelSoapDispenser | 20WC.04 | n/a | xBIM from Autodesk Revit 2014 (ENU) | IfcBuildingElementProxy | 848578 | n/a | 0001-01-01T00:00:00 | 0001-01-01T00:00:00 | n/a | n/a | n/a
nbl_HndDriers_DolphinDispensers_BC2002DolphinVelocityEcoDryer:nbl_HandDryers_DolphinDispensers_BC2002DolphinVelocityEcoDryer:733844 | n/a | 1900-12-31T23:59:59 | nbl_HandDryers_DolphinDispensers_BC2002DolphinVelocityEcoDryer | 20WC.04 | n/a | xBIM from Autodesk Revit 2014 (ENU) | IfcBuildingElementProxy | 850818 | n/a | 0001-01-01T00:00:00 | 0001-01-01T00:00:00 | n/a | n/a | n/a
nbl_HndDriers_DolphinDispensers_BC2002DolphinVelocityEcoDryer:nbl_HandDryers_DolphinDispensers_BC2002DolphinVelocityEcoDryer:790066 | n/a | 1900-12-31T23:59:59 | nbl_HandDryers_DolphinDispensers_BC2002DolphinVelocityEcoDryer | 20WC.03 | n/a | xBIM from Autodesk Revit 2014 (ENU) | IfcBuildingElementProxy | 857306 | n/a | 0001-01-01T00:00:00 | 0001-01-01T00:00:00 | n/a | n/a | n/a
nbl_HndDriers_DolphinDispensers_BC2002DolphinVelocityEcoDryer:nbl_HandDryers_DolphinDispensers_BC2002DolphinVelocityEcoDryer:790328 | n/a | 1900-12-31T23:59:59 | nbl_HandDryers_DolphinDispensers_BC2002DolphinVelocityEcoDryer | 20WC.04 | n/a | xBIM from Autodesk Revit 2014 (ENU) | IfcBuildingElementProxy | 857481 | n/a | 0001-01-01T00:00:00 | 0001-01-01T00:00:00 | n/a | n/a | n/a
nbl_HndDriers_DolphinDispensers_BC2002DolphinVelocityEcoDryer:nbl_HandDryers_DolphinDispensers_BC2002DolphinVelocityEcoDryer:790408 | n/a | 1900-12-31T23:59:59 | nbl_HandDryers_DolphinDispensers_BC2002DolphinVelocityEcoDryer | 20WC.03 | n/a | xBIM from Autodesk Revit 2014 (ENU) | IfcBuildingElementProxy | 857537 | n/a | 0001-01-01T00:00:00 | 0001-01-01T00:00:00 | n/a | n/a | n/a
nbl_TltRllHldrs_DolphinDispensers_AC250DolphinPrestigeToiletRollHolder:nbl_ToiletRollHolders_DolphinDispensers_AC250DolphinPrestigeToiletRollHolder:734629 | n/a | 1900-12-31T23:59:59 | nbl_ToiletRollHolders_DolphinDispensers_AC250DolphinPrestigeToiletRollHolder | 20WC.04 | n/a | xBIM from Autodesk Revit 2014 (ENU) | IfcBuildingElementProxy | 854107 | n/a | 0001-01-01T00:00:00 | 0001-01-01T00:00:00 | n/a | n/a | n/a
nbl_TltRllHldrs_DolphinDispensers_AC250DolphinPrestigeToiletRollHolder:nbl_ToiletRollHolders_DolphinDispensers_AC250DolphinPrestigeToiletRollHolder:734824 | n/a | 1900-12-31T23:59:59 | nbl_ToiletRollHolders_DolphinDispensers_AC250DolphinPrestigeToiletRollHolder | 20WC.04 | n/a | xBIM from Autodesk Revit 2014 (ENU) | IfcBuildingElementProxy | 854165 | n/a | 0001-01-01T00:00:00 | 0001-01-01T00:00:00 | n/a | n/a | n/a
nbl_TltRllHldrs_DolphinDispensers_AC250DolphinPrestigeToiletRollHolder:nbl_ToiletRollHolders_DolphinDispensers_AC250DolphinPrestigeToiletRollHolder:734998 | n/a | 1900-12-31T23:59:59 | nbl_ToiletRollHolders_DolphinDispensers_AC250DolphinPrestigeToiletRollHolder | 20WC.04 | n/a | xBIM from Autodesk Revit 2014 (ENU) | IfcBuildingElementProxy | 854222 | n/a | 0001-01-01T00:00:00 | 0001-01-01T00:00:00 | n/a | n/a | n/a
NBS_BiddleAirSystemsLtd_FanCvctrs_Forceflow900-F1:930:789714 | n/a | 1900-12-31T23:59:59 | 930 | 20INT.01 | n/a | xBIM from Autodesk Revit 2014 (ENU) | IfcFlowTerminal | 855329 | n/a | 0001-01-01T00:00:00 | 0001-01-01T00:00:00 | n/a | n/a | n/a
NBS_BiddleAirSystemsLtd_FanCvctrs_Forceflow900-F1:930:789727 | n/a | 1900-12-31T23:59:59 | 930 | 20WC.04 | n/a | xBIM from Autodesk Revit 2014 (ENU) | IfcFlowTerminal | 856589 | n/a | 0001-01-01T00:00:00 | 0001-01-01T00:00:00 | n/a | n/a | n/a
NBS_BiddleAirSystemsLtd_FanCvctrs_Forceflow900-F1:930:789745 | n/a | 1900-12-31T23:59:59 | 930 | 20BOH.05 | n/a | xBIM from Autodesk Revit 2014 (ENU) | IfcFlowTerminal | 856711 | n/a | 0001-01-01T00:00:00 | 0001-01-01T00:00:00 | n/a | n/a | n/a
NBS_BiddleAirSystemsLtd_FanCvctrs_Forceflow900-F1:930:789758 | n/a | 1900-12-31T23:59:59 | 930 | 20WC.07 | n/a | xBIM from Autodesk Revit 2014 (ENU) | IfcFlowTerminal | 856830 | n/a | 0001-01-01T00:00:00 | 0001-01-01T00:00:00 | n/a | n/a | n/a
NBS_BiddleAirSystemsLtd_FanCvctrs_Forceflow900-F1:930:789771 | n/a | 1900-12-31T23:59:59 | 930 | 20WC.06 | n/a | xBIM from Autodesk Revit 2014 (ENU) | IfcFlowTerminal | 856949 | n/a | 0001-01-01T00:00:00 | 0001-01-01T00:00:00 | n/a | n/a | n/a
NBS_BiddleAirSystemsLtd_FanCvctrs_Forceflow900-F1:930:789780 | n/a | 1900-12-31T23:59:59 | 930 | 20WC.02 | n/a | xBIM from Autodesk Revit 2014 (ENU) | IfcFlowTerminal | 857068 | n/a | 0001-01-01T00:00:00 | 0001-01-01T00:00:00 | n/a | n/a | n/a
NBS_BiddleAirSystemsLtd_FanCvctrs_Forceflow900-F1:930:789928 | n/a | 1900-12-31T23:59:59 | 930 | 20INT.01 | n/a | xBIM from Autodesk Revit 2014 (ENU) | IfcFlowTerminal | 857187 | n/a | 0001-01-01T00:00:00 | 0001-01-01T00:00:00 | n/a | n/a | n/a
NBS_BiddleAirSystemsLtd_FanCvctrs_Forceflow900-F1:930:790110 | n/a | 1900-12-31T23:59:59 | 930 | 20WC.03 | n/a | xBIM from Autodesk Revit 2014 (ENU) | IfcFlowTerminal | 857362 | n/a | 0001-01-01T00:00:00 | 0001-01-01T00:00:00 | n/a | n/a | n/a
NBS_iGuzziniIlluminazioneUKLtd_GnrlPrpseLmnrs_iPlanLEDFloorLamp:4589:793221 | n/a | 1900-12-31T23:59:59 | 4589 | 20INT.01 | n/a | xBIM from Autodesk Revit 2014 (ENU) | IfcFlowTerminal | 858870 | n/a | 0001-01-01T00:00:00 | 0001-01-01T00:00:00 | n/a | n/a | n/a
NBS_iGuzziniIlluminazioneUKLtd_GnrlPrpseLmnrs_iPlanLEDFloorLamp:4589:793623 | n/a | 1900-12-31T23:59:59 | 4589 | 20INT.01 | n/a | xBIM from Autodesk Revit 2014 (ENU) | IfcFlowTerminal | 859080 | n/a | 0001-01-01T00:00:00 | 0001-01-01T00:00:00 | n/a | n/a | n/a
NBS_iGuzziniIlluminazioneUKLtd_GnrlPrpseLmnrs_iPlanLEDFloorLamp:4589:862482 | n/a | 1900-12-31T23:59:59 | 4589 | 20INT.01 | n/a | xBIM from Autodesk Revit 2014 (ENU) | IfcFlowTerminal | 860438 | n/a | 0001-01-01T00:00:00 | 0001-01-01T00:00:00 | n/a | n/a | n/a
NBS_iGuzziniIlluminazioneUKLtd_GnrlPrpseLmnrs_iRoll65Small_WallDownLight:NBS_iGuzziniIlluminazioneUKLtd_GnrlPrpseLmnrs_iRoll65Small_WallDownLight:863502 | n/a | 1900-12-31T23:59:59 | NBS_iGuzziniIlluminazioneUKLtd_GnrlPrpseLmnrs_iRoll65Small_WallDownLight | 20INT.04 | n/a | xBIM from Autodesk Revit 2014 (ENU) | IfcFlowTerminal | 863621 | n/a | 0001-01-01T00:00:00 | 0001-01-01T00:00:00 | n/a | n/a | n/a
NBS_iGuzziniIlluminazioneUKLtd_GnrlPrpseLmnrs_iRoll65Small_WallDownLight:NBS_iGuzziniIlluminazioneUKLtd_GnrlPrpseLmnrs_iRoll65Small_WallDownLight:863662 | n/a | 1900-12-31T23:59:59 | NBS_iGuzziniIlluminazioneUKLtd_GnrlPrpseLmnrs_iRoll65Small_WallDownLight | 20INT.04 | n/a | xBIM from Autodesk Revit 2014 (ENU) | IfcFlowTerminal | 863818 | n/a | 0001-01-01T00:00:00 | 0001-01-01T00:00:00 | n/a | n/a | n/a
NBS_iGuzziniIlluminazioneUKLtd_GnrlPrpseLmnrs_iRoll65Small_WallDownLight:NBS_iGuzziniIlluminazioneUKLtd_GnrlPrpseLmnrs_iRoll65Small_WallDownLight:863802 | n/a | 1900-12-31T23:59:59 | NBS_iGuzziniIlluminazioneUKLtd_GnrlPrpseLmnrs_iRoll65Small_WallDownLight | 20INT.04 | n/a | xBIM from Autodesk Revit 2014 (ENU) | IfcFlowTerminal | 863901 | n/a | 0001-01-01T00:00:00 | 0001-01-01T00:00:00 | n/a | n/a | n/a
NBS_iGuzziniIlluminazioneUKLtd_GnrlPrpseLmnrs_iRoll65Small_WallDownLight:NBS_iGuzziniIlluminazioneUKLtd_GnrlPrpseLmnrs_iRoll65Small_WallDownLight:863835 | n/a | 1900-12-31T23:59:59 | NBS_iGuzziniIlluminazioneUKLtd_GnrlPrpseLmnrs_iRoll65Small_WallDownLight | 20INT.04 | n/a | xBIM from Autodesk Revit 2014 (ENU) | IfcFlowTerminal | 863984 | n/a | 0001-01-01T00:00:00 | 0001-01-01T00:00:00 | n/a | n/a | n/a
NBS_iGuzziniIlluminazioneUKLtd_GnrlPrpseLmnrs_iRoll65Small_WallDownLight:NBS_iGuzziniIlluminazioneUKLtd_GnrlPrpseLmnrs_iRoll65Small_WallDownLight:864132 | n/a | 1900-12-31T23:59:59 | NBS_iGuzziniIlluminazioneUKLtd_GnrlPrpseLmnrs_iRoll65Small_WallDownLight | 20INT.01 | n/a | xBIM from Autodesk Revit 2014 (ENU) | IfcFlowTerminal | 864067 | n/a | 0001-01-01T00:00:00 | 0001-01-01T00:00:00 | n/a | n/a | n/a
NBS_iGuzziniIlluminazioneUKLtd_GnrlPrpseLmnrs_iRoll65Small_WallDownLight:NBS_iGuzziniIlluminazioneUKLtd_GnrlPrpseLmnrs_iRoll65Small_WallDownLight:864182 | n/a | 1900-12-31T23:59:59 | NBS_iGuzziniIlluminazioneUKLtd_GnrlPrpseLmnrs_iRoll65Small_WallDownLight | 20INT.01 | n/a | xBIM from Autodesk Revit 2014 (ENU) | IfcFlowTerminal | 864150 | n/a | 0001-01-01T00:00:00 | 0001-01-01T00:00:00 | n/a | n/a | n/a
NBS_iGuzziniIlluminazioneUKLtd_GnrlPrpseLmnrs_iRoll65Small_WallDownLight:NBS_iGuzziniIlluminazioneUKLtd_GnrlPrpseLmnrs_iRoll65Small_WallDownLight:864843 | n/a | 1900-12-31T23:59:59 | NBS_iGuzziniIlluminazioneUKLtd_GnrlPrpseLmnrs_iRoll65Small_WallDownLight | 20INT.01 | n/a | xBIM from Autodesk Revit 2014 (ENU) | IfcFlowTerminal | 864233 | n/a | 0001-01-01T00:00:00 | 0001-01-01T00:00:00 | n/a | n/a | n/a
NBS_iGuzziniIlluminazioneUKLtd_GnrlPrpseLmnrs_iRoll65Small_WallDownLight:NBS_iGuzziniIlluminazioneUKLtd_GnrlPrpseLmnrs_iRoll65Small_WallDownLight:865743 | n/a | 1900-12-31T23:59:59 | NBS_iGuzziniIlluminazioneUKLtd_GnrlPrpseLmnrs_iRoll65Small_WallDownLight | 20INT.01 | n/a | xBIM from Autodesk Revit 2014 (ENU) | IfcFlowTerminal | 864316 | n/a | 0001-01-01T00:00:00 | 0001-01-01T00:00:00 | n/a | n/a | n/a
NBS_iGuzziniIlluminazioneUKLtd_GnrlPrpseLmnrs_iRoll65Small_WallDownLight:NBS_iGuzziniIlluminazioneUKLtd_GnrlPrpseLmnrs_iRoll65Small_WallDownLight:865816 | n/a | 1900-12-31T23:59:59 | NBS_iGuzziniIlluminazioneUKLtd_GnrlPrpseLmnrs_iRoll65Small_WallDownLight | Ground Floor | n/a | xBIM from Autodesk Revit 2014 (ENU) | IfcFlowTerminal | 864395 | n/a | 0001-01-01T00:00:00 | 0001-01-01T00:00:00 | n/a | n/a | n/a
NBS_iGuzziniIlluminazioneUKLtd_GnrlPrpseLmnrs_iRoll65Small_WallDownLight:NBS_iGuzziniIlluminazioneUKLtd_GnrlPrpseLmnrs_iRoll65Small_WallDownLight:865922 | n/a | 1900-12-31T23:59:59 | NBS_iGuzziniIlluminazioneUKLtd_GnrlPrpseLmnrs_iRoll65Small_WallDownLight | Ground Floor | n/a | xBIM from Autodesk Revit 2014 (ENU) | IfcFlowTerminal | 864474 | n/a | 0001-01-01T00:00:00 | 0001-01-01T00:00:00 | n/a | n/a | n/a
NBS_iGuzziniIlluminazioneUKLtd_GnrlPrpseLmnrs_iRoll65Small_WallDownLight:NBS_iGuzziniIlluminazioneUKLtd_GnrlPrpseLmnrs_iRoll65Small_WallDownLight:866028 | n/a | 1900-12-31T23:59:59 | NBS_iGuzziniIlluminazioneUKLtd_GnrlPrpseLmnrs_iRoll65Small_WallDownLight | 20INT.01 | n/a | xBIM from Autodesk Revit 2014 (ENU) | IfcFlowTerminal | 864557 | n/a | 0001-01-01T00:00:00 | 0001-01-01T00:00:00 | n/a | n/a | n/a

## System
Name | CreatedBy | CreatedOn | Category | ComponentNames | ExtSystem | ExtObject | ExtIdentifier | Description

## Assembly
Name | CreatedBy | CreatedOn | AssemblyType | SheetName | ParentName | ChildNames | ExtSystem | ExtObject | ExtIdentifier | Description

## Connection
Name | CreatedBy | CreatedOn | ConnectionType | SheetName | RowName1 | RowName2 | RealizingElement | PortName1 | PortName2 | ExtSystem | ExtObject | ExtIdentifier | Description

## Spare
Name | CreatedBy | CreatedOn | Category | TypeName | Suppliers | ExtSystem | ExtObject | ExtIdentifier | Description | SetNumber | PartNumber

## Resource
Name | CreatedBy | CreatedOn | Category | ExtSystem | ExtObject | ExtIdentifier | Description

## Job
Name | CreatedBy | CreatedOn | Category | Status | TypeName | Description | Duration | DurationUnit | Start | TaskStartUnit | Frequency | FrequencyUnit | ExtSystem | ExtObject | ExtIdentifier | TaskNumber | Priors | ResourceNames

## Impact
Name | CreatedBy | CreatedOn | ImpactType | ImpactStage | SheetName | RowName | Value | ImpactUnit | LeadInTime | Duration | LeadOutTime | ExtSystem | ExtObject | ExtIdentifier | Description

## Document
Name | CreatedBy | CreatedOn | Category | ApprovalBy | Stage | SheetName | RowName | Directory | File | ExtSystem | ExtObject | ExtIdentifier | Description | Reference
Identify Business Case requirements. | claudio.benghi@northumbria.ac.uk | 2015-04-16 | DocumentType |  |  | Facility | LakeSide | c:\temp\WholeFolder |  | valid |  |  | fail
Identify Strategic Brief. | claudio.benghi@northumbria.ac.uk | 2015-04-16 | DocumentType |  |  | Facility | LakeSide | c:\temp | n/a | valid |  |  | valid
Identify Core Project Requirements. | claudio.benghi@northumbria.ac.uk | 2015-04-16 | DocumentType |  |  | Facility | LakeSide | n/a | 1.txt | valid |  |  | valid
Discuss initial considerations for assembling the Project Team | claudio.benghi@northumbria.ac.uk | 2015-04-16 | DocumentType |  |  | Facility | LakeSide | c:\temp | 1.txt | valid |  |  | valid
Establish Project Programme | claudio.benghi@northumbria.ac.uk | 2015-04-16 | DocumentType |  |  | Facility | LakeSide |  | ftp://uri.com/ | valid |  |  | valid
Collate Feedback from previous projects | claudio.benghi@northumbria.ac.uk | 2015-04-16 | DocumentType |  |  | Facility | LakeSide |  |  | fail |  |  | fail
Contribute to preparation of Strategic Brief | claudio.benghi@northumbria.ac.uk | 2015-04-16 | DocumentType |  |  | Facility | LakeSide | n/a | n/a | fail

## Attribute
Name | CreatedBy | CreatedOn | Category | SheetName | RowName | Value | Unit | ExtSystem | ExtObject | ExtIdentifier | Description | AllowedValues
NumberOfStoreys | n/a | 1900-12-31T23:59:59 | Submitted:Submitted for Approval | Facility |  | 9 | n/a | n/a | Pset_BuildingCommon | n/a | n/a | n/a
COBie.Facility.AreaMeasurement | n/a | 1900-12-31T23:59:59 | Submitted:Submitted for Approval | Facility |  | Revit Default Area Calculation Method | n/a | n/a | Data | n/a | n/a
COBie.Facility.AreaUnits | n/a | 1900-12-31T23:59:59 | Submitted:Submitted for Approval | Facility |  | Square Meters | n/a | n/a | Data | n/a | n/a
COBie.Facility.CurrencyUnit | n/a | 1900-12-31T23:59:59 | Submitted:Submitted for Approval | Facility |  | None | n/a | n/a | Data | n/a | n/a
COBie.Facility.LinearUnits | n/a | 1900-12-31T23:59:59 | Submitted:Submitted for Approval | Facility |  | Millimeters | n/a | n/a | Data | n/a | n/a
COBie.Facility.VolumeUnits | n/a | 1900-12-31T23:59:59 | Submitted:Submitted for Approval | Facility |  | Cubic Meters | n/a | n/a | Data | n/a | n/a
Ideate BIMLink | n/a | 1900-12-31T23:59:59 | Submitted:Submitted for Approval | Facility |  | <?xml version="1.0" encoding="utf-8"?> <application version="3"> <links /> </application> | n/a | n/a | Data | n/a | n/a
NBSSpecificationPath | n/a | 1900-12-31T23:59:59 | Submitted:Submitted for Approval | Facility |  | C:\Users\wiggettd\Desktop\Lakeside\002A Lakeside restaurant.spex | n/a | n/a | General | n/a | n/a
Building Name | n/a | 1900-12-31T23:59:59 | Submitted:Submitted for Approval | Facility |  |  | n/a | n/a | Identity Data | n/a | n/a
Organization Description | n/a | 1900-12-31T23:59:59 | Submitted:Submitted for Approval | Facility |  |  | n/a | n/a | Identity Data | n/a | n/a
Organization Name | n/a | 1900-12-31T23:59:59 | Submitted:Submitted for Approval | Facility |  |  | n/a | n/a | Identity Data | n/a | n/a
Project Address | n/a | 1900-12-31T23:59:59 | Submitted:Submitted for Approval | Facility |  | UK | n/a | n/a | Other | n/a | n/a
Project Name | n/a | 1900-12-31T23:59:59 | Submitted:Submitted for Approval | Facility |  | The NBS Lakeside Restaurant | n/a | n/a | Other | n/a | n/a
Project Number | n/a | 1900-12-31T23:59:59 | Submitted:Submitted for Approval | Facility |  | 001 | n/a | n/a | Other | n/a | n/a
AboveGround | n/a | 1900-12-31T23:59:59 | Submitted:Submitted for Approval | Floor | DMD Ref Level | n/a | n/a | n/a | Pset_BuildingStoreyCommon | n/a | n/a | n/a
Elevation | n/a | 1900-12-31T23:59:59 | Submitted:Submitted for Approval | Floor | DMD Ref Level | -3600 | n/a | n/a | Constraints | n/a | n/a | n/a
Computation Height | n/a | 1900-12-31T23:59:59 | Submitted:Submitted for Approval | Floor | DMD Ref Level | 0 | n/a | n/a | Dimensions | n/a | n/a | n/a
Building Story | n/a | 1900-12-31T23:59:59 | Submitted:Submitted for Approval | Floor | DMD Ref Level | TRUE | n/a | n/a | Identity Data | n/a | n/a | n/a
Name | n/a | 1900-12-31T23:59:59 | Submitted:Submitted for Approval | Floor | DMD Ref Level | DMD Ref Level | n/a | n/a | Identity Data | n/a | n/a
Structural | n/a | 1900-12-31T23:59:59 | Submitted:Submitted for Approval | Floor | DMD Ref Level | n/a | n/a | n/a | Identity Data | n/a | n/a | n/a
Color | n/a | 1900-12-31T23:59:59 | Submitted:Submitted for Approval | Floor | DMD Ref Level | 0 | n/a | n/a | Graphics | n/a | n/a | n/a
Line Pattern | n/a | 1900-12-31T23:59:59 | Submitted:Submitted for Approval | Floor | DMD Ref Level | Centre | n/a | n/a | Graphics | n/a | n/a
Line Weight | n/a | 1900-12-31T23:59:59 | Submitted:Submitted for Approval | Floor | DMD Ref Level | 1 | n/a | n/a | Graphics | n/a | n/a
Symbol | n/a | 1900-12-31T23:59:59 | Submitted:Submitted for Approval | Floor | DMD Ref Level | HOK-Level Head Filled Arrow: HOK-Level Head Filled Arrow | n/a | n/a | Graphics | n/a | n/a
Symbol at End 1 Default | n/a | 1900-12-31T23:59:59 | Submitted:Submitted for Approval | Floor | DMD Ref Level | n/a | n/a | n/a | Graphics | n/a | n/a | n/a
Symbol at End 2 Default | n/a | 1900-12-31T23:59:59 | Submitted:Submitted for Approval | Floor | DMD Ref Level | TRUE | n/a | n/a | Graphics | n/a | n/a | n/a
AboveGround | n/a | 1900-12-31T23:59:59 | Submitted:Submitted for Approval | Floor | Low Tide | n/a | n/a | n/a | Pset_BuildingStoreyCommon | n/a | n/a | n/a
Elevation | n/a | 1900-12-31T23:59:59 | Submitted:Submitted for Approval | Floor | Low Tide | -2940 | n/a | n/a | Constraints | n/a | n/a | n/a
Computation Height | n/a | 1900-12-31T23:59:59 | Submitted:Submitted for Approval | Floor | Low Tide | 0 | n/a | n/a | Dimensions | n/a | n/a | n/a
Building Story | n/a | 1900-12-31T23:59:59 | Submitted:Submitted for Approval | Floor | Low Tide | TRUE | n/a | n/a | Identity Data | n/a | n/a | n/a
Name | n/a | 1900-12-31T23:59:59 | Submitted:Submitted for Approval | Floor | Low Tide | Low Tide | n/a | n/a | Identity Data | n/a | n/a
Structural | n/a | 1900-12-31T23:59:59 | Submitted:Submitted for Approval | Floor | Low Tide | n/a | n/a | n/a | Identity Data | n/a | n/a | n/a
Color | n/a | 1900-12-31T23:59:59 | Submitted:Submitted for Approval | Floor | Low Tide | 4227327 | n/a | n/a | Graphics | n/a | n/a | n/a
Line Pattern | n/a | 1900-12-31T23:59:59 | Submitted:Submitted for Approval | Floor | Low Tide | Centre | n/a | n/a | Graphics | n/a | n/a
Line Weight | n/a | 1900-12-31T23:59:59 | Submitted:Submitted for Approval | Floor | Low Tide | 1 | n/a | n/a | Graphics | n/a | n/a
Symbol | n/a | 1900-12-31T23:59:59 | Submitted:Submitted for Approval | Floor | Low Tide | HOK-Level Head: HOK-Level Head | n/a | n/a | Graphics | n/a | n/a
Symbol at End 1 Default | n/a | 1900-12-31T23:59:59 | Submitted:Submitted for Approval | Floor | Low Tide | n/a | n/a | n/a | Graphics | n/a | n/a | n/a
Symbol at End 2 Default | n/a | 1900-12-31T23:59:59 | Submitted:Submitted for Approval | Floor | Low Tide | TRUE | n/a | n/a | Graphics | n/a | n/a | n/a
AboveGround | n/a | 1900-12-31T23:59:59 | Submitted:Submitted for Approval | Floor | High Tide | n/a | n/a | n/a | Pset_BuildingStoreyCommon | n/a | n/a | n/a
Elevation | n/a | 1900-12-31T23:59:59 | Submitted:Submitted for Approval | Floor | High Tide | -1490 | n/a | n/a | Constraints | n/a | n/a | n/a
Computation Height | n/a | 1900-12-31T23:59:59 | Submitted:Submitted for Approval | Floor | High Tide | 0 | n/a | n/a | Dimensions | n/a | n/a | n/a
Building Story | n/a | 1900-12-31T23:59:59 | Submitted:Submitted for Approval | Floor | High Tide | TRUE | n/a | n/a | Identity Data | n/a | n/a | n/a
Name | n/a | 1900-12-31T23:59:59 | Submitted:Submitted for Approval | Floor | High Tide | High Tide | n/a | n/a | Identity Data | n/a | n/a
Structural | n/a | 1900-12-31T23:59:59 | Submitted:Submitted for Approval | Floor | High Tide | n/a | n/a | n/a | Identity Data | n/a | n/a | n/a
Color | n/a | 1900-12-31T23:59:59 | Submitted:Submitted for Approval | Floor | High Tide | 4227327 | n/a | n/a | Graphics | n/a | n/a | n/a
Line Pattern | n/a | 1900-12-31T23:59:59 | Submitted:Submitted for Approval | Floor | High Tide | Centre | n/a | n/a | Graphics | n/a | n/a
Line Weight | n/a | 1900-12-31T23:59:59 | Submitted:Submitted for Approval | Floor | High Tide | 1 | n/a | n/a | Graphics | n/a | n/a
Symbol | n/a | 1900-12-31T23:59:59 | Submitted:Submitted for Approval | Floor | High Tide | HOK-Level Head: HOK-Level Head | n/a | n/a | Graphics | n/a | n/a
Symbol at End 1 Default | n/a | 1900-12-31T23:59:59 | Submitted:Submitted for Approval | Floor | High Tide | n/a | n/a | n/a | Graphics | n/a | n/a | n/a
Symbol at End 2 Default | n/a | 1900-12-31T23:59:59 | Submitted:Submitted for Approval | Floor | High Tide | TRUE | n/a | n/a | Graphics | n/a | n/a | n/a
AboveGround | n/a | 1900-12-31T23:59:59 | Submitted:Submitted for Approval | Floor | DECK BEAMS | n/a | n/a | n/a | Pset_BuildingStoreyCommon | n/a | n/a | n/a
Elevation | n/a | 1900-12-31T23:59:59 | Submitted:Submitted for Approval | Floor | DECK BEAMS | -155 | n/a | n/a | Constraints | n/a | n/a | n/a
Computation Height | n/a | 1900-12-31T23:59:59 | Submitted:Submitted for Approval | Floor | DECK BEAMS | 0 | n/a | n/a | Dimensions | n/a | n/a | n/a
Building Story | n/a | 1900-12-31T23:59:59 | Submitted:Submitted for Approval | Floor | DECK BEAMS | TRUE | n/a | n/a | Identity Data | n/a | n/a | n/a
Name | n/a | 1900-12-31T23:59:59 | Submitted:Submitted for Approval | Floor | DECK BEAMS | DECK BEAMS | n/a | n/a | Identity Data | n/a | n/a
Structural | n/a | 1900-12-31T23:59:59 | Submitted:Submitted for Approval | Floor | DECK BEAMS | n/a | n/a | n/a | Identity Data | n/a | n/a | n/a
Color | n/a | 1900-12-31T23:59:59 | Submitted:Submitted for Approval | Floor | DECK BEAMS | 0 | n/a | n/a | Graphics | n/a | n/a | n/a
Line Pattern | n/a | 1900-12-31T23:59:59 | Submitted:Submitted for Approval | Floor | DECK BEAMS | Centre | n/a | n/a | Graphics | n/a | n/a
Line Weight | n/a | 1900-12-31T23:59:59 | Submitted:Submitted for Approval | Floor | DECK BEAMS | 1 | n/a | n/a | Graphics | n/a | n/a
Symbol | n/a | 1900-12-31T23:59:59 | Submitted:Submitted for Approval | Floor | DECK BEAMS | HOK-Level Head Filled Arrow: HOK-Level Head Filled Arrow | n/a | n/a | Graphics | n/a | n/a
Symbol at End 1 Default | n/a | 1900-12-31T23:59:59 | Submitted:Submitted for Approval | Floor | DECK BEAMS | n/a | n/a | n/a | Graphics | n/a | n/a | n/a
Symbol at End 2 Default | n/a | 1900-12-31T23:59:59 | Submitted:Submitted for Approval | Floor | DECK BEAMS | TRUE | n/a | n/a | Graphics | n/a | n/a | n/a
AboveGround | n/a | 1900-12-31T23:59:59 | Submitted:Submitted for Approval | Floor | Ground Floor | n/a | n/a | n/a | Pset_BuildingStoreyCommon | n/a | n/a | n/a
Elevation | n/a | 1900-12-31T23:59:59 | Submitted:Submitted for Approval | Floor | Ground Floor | 0 | n/a | n/a | Constraints | n/a | n/a | n/a
Computation Height | n/a | 1900-12-31T23:59:59 | Submitted:Submitted for Approval | Floor | Ground Floor | 0 | n/a | n/a | Dimensions | n/a | n/a | n/a
Building Story | n/a | 1900-12-31T23:59:59 | Submitted:Submitted for Approval | Floor | Ground Floor | TRUE | n/a | n/a | Identity Data | n/a | n/a | n/a
Name | n/a | 1900-12-31T23:59:59 | Submitted:Submitted for Approval | Floor | Ground Floor | Ground Floor | n/a | n/a | Identity Data | n/a | n/a
Structural | n/a | 1900-12-31T23:59:59 | Submitted:Submitted for Approval | Floor | Ground Floor | n/a | n/a | n/a | Identity Data | n/a | n/a | n/a
Color | n/a | 1900-12-31T23:59:59 | Submitted:Submitted for Approval | Floor | Ground Floor | 0 | n/a | n/a | Graphics | n/a | n/a | n/a
Line Pattern | n/a | 1900-12-31T23:59:59 | Submitted:Submitted for Approval | Floor | Ground Floor | Centre | n/a | n/a | Graphics | n/a | n/a
Line Weight | n/a | 1900-12-31T23:59:59 | Submitted:Submitted for Approval | Floor | Ground Floor | 1 | n/a | n/a | Graphics | n/a | n/a
Symbol | n/a | 1900-12-31T23:59:59 | Submitted:Submitted for Approval | Floor | Ground Floor | HOK-Level Head Filled Arrow: HOK-Level Head Filled Arrow | n/a | n/a | Graphics | n/a | n/a
Symbol at End 1 Default | n/a | 1900-12-31T23:59:59 | Submitted:Submitted for Approval | Floor | Ground Floor | n/a | n/a | n/a | Graphics | n/a | n/a | n/a
Symbol at End 2 Default | n/a | 1900-12-31T23:59:59 | Submitted:Submitted for Approval | Floor | Ground Floor | TRUE | n/a | n/a | Graphics | n/a | n/a | n/a
Reference | n/a | 1900-12-31T23:59:59 | Submitted:Submitted for Approval | Space | 20BOH.07 | Janitor 20BOH.07 | n/a | n/a | Pset_SpaceCommon | n/a | n/a
Base Offset | n/a | 1900-12-31T23:59:59 | Submitted:Submitted for Approval | Space | 20BOH.07 | 0 | n/a | n/a | Constraints | n/a | n/a | n/a
Level | n/a | 1900-12-31T23:59:59 | Submitted:Submitted for Approval | Space | 20BOH.07 | Level: Ground Floor | n/a | n/a | Constraints | n/a | n/a
Limit Offset | n/a | 1900-12-31T23:59:59 | Submitted:Submitted for Approval | Space | 20BOH.07 | 2438.4 | n/a | n/a | Constraints | n/a | n/a | n/a
Upper Limit | n/a | 1900-12-31T23:59:59 | Submitted:Submitted for Approval | Space | 20BOH.07 | Level: Ground Floor | n/a | n/a | Constraints | n/a | n/a
Area | n/a | 1900-12-31T23:59:59 | Submitted:Submitted for Approval | Space | 20BOH.07 | 4.0513 | n/a | n/a | Dimensions | n/a | n/a | n/a
Computation Height | n/a | 1900-12-31T23:59:59 | Submitted:Submitted for Approval | Space | 20BOH.07 | 0 | n/a | n/a | Dimensions | n/a | n/a | n/a
Perimeter | n/a | 1900-12-31T23:59:59 | Submitted:Submitted for Approval | Space | 20BOH.07 | 8130 | n/a | n/a | Dimensions | n/a | n/a | n/a
Unbounded Height | n/a | 1900-12-31T23:59:59 | Submitted:Submitted for Approval | Space | 20BOH.07 | 2438.4 | n/a | n/a | Dimensions | n/a | n/a | n/a
Department | n/a | 1900-12-31T23:59:59 | Submitted:Submitted for Approval | Space | 20BOH.07 | BOH | n/a | n/a | Identity Data | n/a | n/a
Name | n/a | 1900-12-31T23:59:59 | Submitted:Submitted for Approval | Space | 20BOH.07 | Janitor | n/a | n/a | Identity Data | n/a | n/a
Number | n/a | 1900-12-31T23:59:59 | Submitted:Submitted for Approval | Space | 20BOH.07 | 20BOH.07 | n/a | n/a | Identity Data | n/a | n/a
dRofusSyncID | n/a | 1900-12-31T23:59:59 | Submitted:Submitted for Approval | Space | 20BOH.07 | 563 | n/a | n/a | Other | n/a | n/a | n/a
Phase | n/a | 1900-12-31T23:59:59 | Submitted:Submitted for Approval | Space | 20BOH.07 | New Construction | n/a | n/a | Phasing | n/a | n/a
Reference | n/a | 1900-12-31T23:59:59 | Submitted:Submitted for Approval | Space | 20WC.03 | Male Toilet 20WC.03 | n/a | n/a | Pset_SpaceCommon | n/a | n/a
Base Offset | n/a | 1900-12-31T23:59:59 | Submitted:Submitted for Approval | Space | 20WC.03 | 0 | n/a | n/a | Constraints | n/a | n/a | n/a
Level | n/a | 1900-12-31T23:59:59 | Submitted:Submitted for Approval | Space | 20WC.03 | Level: Ground Floor | n/a | n/a | Constraints | n/a | n/a
Limit Offset | n/a | 1900-12-31T23:59:59 | Submitted:Submitted for Approval | Space | 20WC.03 | 2438.4 | n/a | n/a | Constraints | n/a | n/a | n/a
Upper Limit | n/a | 1900-12-31T23:59:59 | Submitted:Submitted for Approval | Space | 20WC.03 | Level: Ground Floor | n/a | n/a | Constraints | n/a | n/a
Area | n/a | 1900-12-31T23:59:59 | Submitted:Submitted for Approval | Space | 20WC.03 | 17.163 | n/a | n/a | Dimensions | n/a | n/a | n/a
Computation Height | n/a | 1900-12-31T23:59:59 | Submitted:Submitted for Approval | Space | 20WC.03 | 0 | n/a | n/a | Dimensions | n/a | n/a | n/a
Perimeter | n/a | 1900-12-31T23:59:59 | Submitted:Submitted for Approval | Space | 20WC.03 | 23916.5512 | n/a | n/a | Dimensions | n/a | n/a | n/a
Unbounded Height | n/a | 1900-12-31T23:59:59 | Submitted:Submitted for Approval | Space | 20WC.03 | 2438.4 | n/a | n/a | Dimensions | n/a | n/a | n/a
Department | n/a | 1900-12-31T23:59:59 | Submitted:Submitted for Approval | Space | 20WC.03 | WC | n/a | n/a | Identity Data | n/a | n/a
Name | n/a | 1900-12-31T23:59:59 | Submitted:Submitted for Approval | Space | 20WC.03 | Male Toilet | n/a | n/a | Identity Data | n/a | n/a
Number | n/a | 1900-12-31T23:59:59 | Submitted:Submitted for Approval | Space | 20WC.03 | 20WC.03 | n/a | n/a | Identity Data | n/a | n/a
dRofusSyncID | n/a | 1900-12-31T23:59:59 | Submitted:Submitted for Approval | Space | 20WC.03 | 566 | n/a | n/a | Other | n/a | n/a | n/a
Phase | n/a | 1900-12-31T23:59:59 | Submitted:Submitted for Approval | Space | 20WC.03 | New Construction | n/a | n/a | Phasing | n/a | n/a
ZoneName | n/a | 1900-12-31T23:59:59 | Submitted:Submitted for Approval | Space | 20WC.03 | Toilets | n/a | n/a | Text | n/a | n/a
Reference | n/a | 1900-12-31T23:59:59 | Submitted:Submitted for Approval | Space | 20WC.04 | Female Toliet 20WC.04 | n/a | n/a | Pset_SpaceCommon | n/a | n/a
Base Offset | n/a | 1900-12-31T23:59:59 | Submitted:Submitted for Approval | Space | 20WC.04 | 0 | n/a | n/a | Constraints | n/a | n/a | n/a
Level | n/a | 1900-12-31T23:59:59 | Submitted:Submitted for Approval | Space | 20WC.04 | Level: Ground Floor | n/a | n/a | Constraints | n/a | n/a
Limit Offset | n/a | 1900-12-31T23:59:59 | Submitted:Submitted for Approval | Space | 20WC.04 | 2438.4 | n/a | n/a | Constraints | n/a | n/a | n/a
Upper Limit | n/a | 1900-12-31T23:59:59 | Submitted:Submitted for Approval | Space | 20WC.04 | Level: Ground Floor | n/a | n/a | Constraints | n/a | n/a
Area | n/a | 1900-12-31T23:59:59 | Submitted:Submitted for Approval | Space | 20WC.04 | 15.6627 | n/a | n/a | Dimensions | n/a | n/a | n/a
Computation Height | n/a | 1900-12-31T23:59:59 | Submitted:Submitted for Approval | Space | 20WC.04 | 0 | n/a | n/a | Dimensions | n/a | n/a | n/a
Perimeter | n/a | 1900-12-31T23:59:59 | Submitted:Submitted for Approval | Space | 20WC.04 | 16580 | n/a | n/a | Dimensions | n/a | n/a | n/a
Unbounded Height | n/a | 1900-12-31T23:59:59 | Submitted:Submitted for Approval | Space | 20WC.04 | 2438.4 | n/a | n/a | Dimensions | n/a | n/a | n/a
Department | n/a | 1900-12-31T23:59:59 | Submitted:Submitted for Approval | Space | 20WC.04 | WC | n/a | n/a | Identity Data | n/a | n/a
Name | n/a | 1900-12-31T23:59:59 | Submitted:Submitted for Approval | Space | 20WC.04 | Female Toliet | n/a | n/a | Identity Data | n/a | n/a
Number | n/a | 1900-12-31T23:59:59 | Submitted:Submitted for Approval | Space | 20WC.04 | 20WC.04 | n/a | n/a | Identity Data | n/a | n/a
dRofusSyncID | n/a | 1900-12-31T23:59:59 | Submitted:Submitted for Approval | Space | 20WC.04 | 562 | n/a | n/a | Other | n/a | n/a | n/a
Phase | n/a | 1900-12-31T23:59:59 | Submitted:Submitted for Approval | Space | 20WC.04 | New Construction | n/a | n/a | Phasing | n/a | n/a
Reference | n/a | 1900-12-31T23:59:59 | Submitted:Submitted for Approval | Space | 20WC.02 | Disabled Toilet 20WC.02 | n/a | n/a | Pset_SpaceCommon | n/a | n/a
Base Offset | n/a | 1900-12-31T23:59:59 | Submitted:Submitted for Approval | Space | 20WC.02 | 0 | n/a | n/a | Constraints | n/a | n/a | n/a
Level | n/a | 1900-12-31T23:59:59 | Submitted:Submitted for Approval | Space | 20WC.02 | Level: Ground Floor | n/a | n/a | Constraints | n/a | n/a
Limit Offset | n/a | 1900-12-31T23:59:59 | Submitted:Submitted for Approval | Space | 20WC.02 | 2438.4 | n/a | n/a | Constraints | n/a | n/a | n/a
Upper Limit | n/a | 1900-12-31T23:59:59 | Submitted:Submitted for Approval | Space | 20WC.02 | Level: Ground Floor | n/a | n/a | Constraints | n/a | n/a
Area | n/a | 1900-12-31T23:59:59 | Submitted:Submitted for Approval | Space | 20WC.02 | 3.85 | n/a | n/a | Dimensions | n/a | n/a | n/a
Computation Height | n/a | 1900-12-31T23:59:59 | Submitted:Submitted for Approval | Space | 20WC.02 | 0 | n/a | n/a | Dimensions | n/a | n/a | n/a
Perimeter | n/a | 1900-12-31T23:59:59 | Submitted:Submitted for Approval | Space | 20WC.02 | 7900 | n/a | n/a | Dimensions | n/a | n/a | n/a
Unbounded Height | n/a | 1900-12-31T23:59:59 | Submitted:Submitted for Approval | Space | 20WC.02 | 2438.4 | n/a | n/a | Dimensions | n/a | n/a | n/a
Department | n/a | 1900-12-31T23:59:59 | Submitted:Submitted for Approval | Space | 20WC.02 | WC | n/a | n/a | Identity Data | n/a | n/a
Name | n/a | 1900-12-31T23:59:59 | Submitted:Submitted for Approval | Space | 20WC.02 | Disabled Toilet | n/a | n/a | Identity Data | n/a | n/a
Number | n/a | 1900-12-31T23:59:59 | Submitted:Submitted for Approval | Space | 20WC.02 | 20WC.02 | n/a | n/a | Identity Data | n/a | n/a
dRofusSyncID | n/a | 1900-12-31T23:59:59 | Submitted:Submitted for Approval | Space | 20WC.02 | 559 | n/a | n/a | Other | n/a | n/a | n/a
Phase | n/a | 1900-12-31T23:59:59 | Submitted:Submitted for Approval | Space | 20WC.02 | New Construction | n/a | n/a | Phasing | n/a | n/a
ZoneName | n/a | 1900-12-31T23:59:59 | Submitted:Submitted for Approval | Space | 20WC.02 | Toilets | n/a | n/a | Text | n/a | n/a
Reference | n/a | 1900-12-31T23:59:59 | Submitted:Submitted for Approval | Space | 20BOH.14 | Plant/Battery 20BOH.14 | n/a | n/a | Pset_SpaceCommon | n/a | n/a
Base Offset | n/a | 1900-12-31T23:59:59 | Submitted:Submitted for Approval | Space | 20BOH.14 | 0 | n/a | n/a | Constraints | n/a | n/a | n/a
Level | n/a | 1900-12-31T23:59:59 | Submitted:Submitted for Approval | Space | 20BOH.14 | Level: Ground Floor | n/a | n/a | Constraints | n/a | n/a
Limit Offset | n/a | 1900-12-31T23:59:59 | Submitted:Submitted for Approval | Space | 20BOH.14 | 2438.4 | n/a | n/a | Constraints | n/a | n/a | n/a
Upper Limit | n/a | 1900-12-31T23:59:59 | Submitted:Submitted for Approval | Space | 20BOH.14 | Level: Ground Floor | n/a | n/a | Constraints | n/a | n/a
Area | n/a | 1900-12-31T23:59:59 | Submitted:Submitted for Approval | Space | 20BOH.14 | 8.1509 | n/a | n/a | Dimensions | n/a | n/a | n/a
Computation Height | n/a | 1900-12-31T23:59:59 | Submitted:Submitted for Approval | Space | 20BOH.14 | 0 | n/a | n/a | Dimensions | n/a | n/a | n/a
Perimeter | n/a | 1900-12-31T23:59:59 | Submitted:Submitted for Approval | Space | 20BOH.14 | 13170 | n/a | n/a | Dimensions | n/a | n/a | n/a
Unbounded Height | n/a | 1900-12-31T23:59:59 | Submitted:Submitted for Approval | Space | 20BOH.14 | 2438.4 | n/a | n/a | Dimensions | n/a | n/a | n/a
Department | n/a | 1900-12-31T23:59:59 | Submitted:Submitted for Approval | Space | 20BOH.14 | BOH | n/a | n/a | Identity Data | n/a | n/a
Name | n/a | 1900-12-31T23:59:59 | Submitted:Submitted for Approval | Space | 20BOH.14 | Plant/Battery | n/a | n/a | Identity Data | n/a | n/a
Number | n/a | 1900-12-31T23:59:59 | Submitted:Submitted for Approval | Space | 20BOH.14 | 20BOH.14 | n/a | n/a | Identity Data | n/a | n/a
dRofusSyncID | n/a | 1900-12-31T23:59:59 | Submitted:Submitted for Approval | Space | 20BOH.14 | 569 | n/a | n/a | Other | n/a | n/a | n/a
Phase | n/a | 1900-12-31T23:59:59 | Submitted:Submitted for Approval | Space | 20BOH.14 | New Construction | n/a | n/a | Phasing | n/a | n/a
Reference | n/a | 1900-12-31T23:59:59 | Submitted:Submitted for Approval | Space | 20WC.01 | Restroom Lobby 20WC.01 | n/a | n/a | Pset_SpaceCommon | n/a | n/a
Base Offset | n/a | 1900-12-31T23:59:59 | Submitted:Submitted for Approval | Space | 20WC.01 | 0 | n/a | n/a | Constraints | n/a | n/a | n/a
Level | n/a | 1900-12-31T23:59:59 | Submitted:Submitted for Approval | Space | 20WC.01 | Level: Ground Floor | n/a | n/a | Constraints | n/a | n/a
Limit Offset | n/a | 1900-12-31T23:59:59 | Submitted:Submitted for Approval | Space | 20WC.01 | 2438.4 | n/a | n/a | Constraints | n/a | n/a | n/a
Upper Limit | n/a | 1900-12-31T23:59:59 | Submitted:Submitted for Approval | Space | 20WC.01 | Level: Ground Floor | n/a | n/a | Constraints | n/a | n/a
Area | n/a | 1900-12-31T23:59:59 | Submitted:Submitted for Approval | Space | 20WC.01 | 8.6708 | n/a | n/a | Dimensions | n/a | n/a | n/a
Computation Height | n/a | 1900-12-31T23:59:59 | Submitted:Submitted for Approval | Space | 20WC.01 | 0 | n/a | n/a | Dimensions | n/a | n/a | n/a
Perimeter | n/a | 1900-12-31T23:59:59 | Submitted:Submitted for Approval | Space | 20WC.01 | 12550 | n/a | n/a | Dimensions | n/a | n/a | n/a
Unbounded Height | n/a | 1900-12-31T23:59:59 | Submitted:Submitted for Approval | Space | 20WC.01 | 2438.4 | n/a | n/a | Dimensions | n/a | n/a | n/a
Department | n/a | 1900-12-31T23:59:59 | Submitted:Submitted for Approval | Space | 20WC.01 | WC | n/a | n/a | Identity Data | n/a | n/a
Name | n/a | 1900-12-31T23:59:59 | Submitted:Submitted for Approval | Space | 20WC.01 | Restroom Lobby | n/a | n/a | Identity Data | n/a | n/a
Number | n/a | 1900-12-31T23:59:59 | Submitted:Submitted for Approval | Space | 20WC.01 | 20WC.01 | n/a | n/a | Identity Data | n/a | n/a
dRofusSyncID | n/a | 1900-12-31T23:59:59 | Submitted:Submitted for Approval | Space | 20WC.01 | 572 | n/a | n/a | Other | n/a | n/a | n/a
Phase | n/a | 1900-12-31T23:59:59 | Submitted:Submitted for Approval | Space | 20WC.01 | New Construction | n/a | n/a | Phasing | n/a | n/a
ZoneName | n/a | 1900-12-31T23:59:59 | Submitted:Submitted for Approval | Space | 20WC.01 | Circulation | n/a | n/a | Text | n/a | n/a
Reference | n/a | 1900-12-31T23:59:59 | Submitted:Submitted for Approval | Space | 20BOH.01 | Open Kitchen 20BOH.01 | n/a | n/a | Pset_SpaceCommon | n/a | n/a
Base Offset | n/a | 1900-12-31T23:59:59 | Submitted:Submitted for Approval | Space | 20BOH.01 | 0 | n/a | n/a | Constraints | n/a | n/a | n/a
Level | n/a | 1900-12-31T23:59:59 | Submitted:Submitted for Approval | Space | 20BOH.01 | Level: Ground Floor | n/a | n/a | Constraints | n/a | n/a
Limit Offset | n/a | 1900-12-31T23:59:59 | Submitted:Submitted for Approval | Space | 20BOH.01 | 2438.4 | n/a | n/a | Constraints | n/a | n/a | n/a
Upper Limit | n/a | 1900-12-31T23:59:59 | Submitted:Submitted for Approval | Space | 20BOH.01 | Level: Ground Floor | n/a | n/a | Constraints | n/a | n/a
Area | n/a | 1900-12-31T23:59:59 | Submitted:Submitted for Approval | Space | 20BOH.01 | 45.4545 | n/a | n/a | Dimensions | n/a | n/a | n/a
Computation Height | n/a | 1900-12-31T23:59:59 | Submitted:Submitted for Approval | Space | 20BOH.01 | 0 | n/a | n/a | Dimensions | n/a | n/a | n/a
Perimeter | n/a | 1900-12-31T23:59:59 | Submitted:Submitted for Approval | Space | 20BOH.01 | 34428.5454 | n/a | n/a | Dimensions | n/a | n/a | n/a
Unbounded Height | n/a | 1900-12-31T23:59:59 | Submitted:Submitted for Approval | Space | 20BOH.01 | 2438.4 | n/a | n/a | Dimensions | n/a | n/a | n/a
Department | n/a | 1900-12-31T23:59:59 | Submitted:Submitted for Approval | Space | 20BOH.01 | BOH | n/a | n/a | Identity Data | n/a | n/a
Name | n/a | 1900-12-31T23:59:59 | Submitted:Submitted for Approval | Space | 20BOH.01 | Open Kitchen | n/a | n/a | Identity Data | n/a | n/a
Number | n/a | 1900-12-31T23:59:59 | Submitted:Submitted for Approval | Space | 20BOH.01 | 20BOH.01 | n/a | n/a | Identity Data | n/a | n/a
dRofusSyncID | n/a | 1900-12-31T23:59:59 | Submitted:Submitted for Approval | Space | 20BOH.01 | 568 | n/a | n/a | Other | n/a | n/a | n/a
Phase | n/a | 1900-12-31T23:59:59 | Submitted:Submitted for Approval | Space | 20BOH.01 | New Construction | n/a | n/a | Phasing | n/a | n/a
ZoneName | n/a | 1900-12-31T23:59:59 | Submitted:Submitted for Approval | Space | 20BOH.01 | Private Areas | n/a | n/a | Text | n/a | n/a
Reference | n/a | 1900-12-31T23:59:59 | Submitted:Submitted for Approval | Space | 20BOH.08 | Pot Washing 20BOH.08 | n/a | n/a | Pset_SpaceCommon | n/a | n/a
Base Offset | n/a | 1900-12-31T23:59:59 | Submitted:Submitted for Approval | Space | 20BOH.08 | 0 | n/a | n/a | Constraints | n/a | n/a | n/a
Level | n/a | 1900-12-31T23:59:59 | Submitted:Submitted for Approval | Space | 20BOH.08 | Level: Ground Floor | n/a | n/a | Constraints | n/a | n/a
Limit Offset | n/a | 1900-12-31T23:59:59 | Submitted:Submitted for Approval | Space | 20BOH.08 | 2438.4 | n/a | n/a | Constraints | n/a | n/a | n/a
Upper Limit | n/a | 1900-12-31T23:59:59 | Submitted:Submitted for Approval | Space | 20BOH.08 | Level: Ground Floor | n/a | n/a | Constraints | n/a | n/a
Area | n/a | 1900-12-31T23:59:59 | Submitted:Submitted for Approval | Space | 20BOH.08 | 3.8138 | n/a | n/a | Dimensions | n/a | n/a | n/a
Computation Height | n/a | 1900-12-31T23:59:59 | Submitted:Submitted for Approval | Space | 20BOH.08 | 0 | n/a | n/a | Dimensions | n/a | n/a | n/a
Perimeter | n/a | 1900-12-31T23:59:59 | Submitted:Submitted for Approval | Space | 20BOH.08 | 8033.9546 | n/a | n/a | Dimensions | n/a | n/a | n/a
Unbounded Height | n/a | 1900-12-31T23:59:59 | Submitted:Submitted for Approval | Space | 20BOH.08 | 2438.4 | n/a | n/a | Dimensions | n/a | n/a | n/a
Department | n/a | 1900-12-31T23:59:59 | Submitted:Submitted for Approval | Space | 20BOH.08 | BOH | n/a | n/a | Identity Data | n/a | n/a
Name | n/a | 1900-12-31T23:59:59 | Submitted:Submitted for Approval | Space | 20BOH.08 | Pot Washing | n/a | n/a | Identity Data | n/a | n/a
Number | n/a | 1900-12-31T23:59:59 | Submitted:Submitted for Approval | Space | 20BOH.08 | 20BOH.08 | n/a | n/a | Identity Data | n/a | n/a
dRofusSyncID | n/a | 1900-12-31T23:59:59 | Submitted:Submitted for Approval | Space | 20BOH.08 | 570 | n/a | n/a | Other | n/a | n/a | n/a
Phase | n/a | 1900-12-31T23:59:59 | Submitted:Submitted for Approval | Space | 20BOH.08 | New Construction | n/a | n/a | Phasing | n/a | n/a
Reference | n/a | 1900-12-31T23:59:59 | Submitted:Submitted for Approval | Space | 20BOH.06 | Waste Room 20BOH.06 | n/a | n/a | Pset_SpaceCommon | n/a | n/a
Base Offset | n/a | 1900-12-31T23:59:59 | Submitted:Submitted for Approval | Space | 20BOH.06 | 0 | n/a | n/a | Constraints | n/a | n/a | n/a
Level | n/a | 1900-12-31T23:59:59 | Submitted:Submitted for Approval | Space | 20BOH.06 | Level: Ground Floor | n/a | n/a | Constraints | n/a | n/a
Limit Offset | n/a | 1900-12-31T23:59:59 | Submitted:Submitted for Approval | Space | 20BOH.06 | 2438.4 | n/a | n/a | Constraints | n/a | n/a | n/a
Upper Limit | n/a | 1900-12-31T23:59:59 | Submitted:Submitted for Approval | Space | 20BOH.06 | Level: Ground Floor | n/a | n/a | Constraints | n/a | n/a
Area | n/a | 1900-12-31T23:59:59 | Submitted:Submitted for Approval | Space | 20BOH.06 | 4.6582 | n/a | n/a | Dimensions | n/a | n/a | n/a
Computation Height | n/a | 1900-12-31T23:59:59 | Submitted:Submitted for Approval | Space | 20BOH.06 | 0 | n/a | n/a | Dimensions | n/a | n/a | n/a
Perimeter | n/a | 1900-12-31T23:59:59 | Submitted:Submitted for Approval | Space | 20BOH.06 | 9160.5018 | n/a | n/a | Dimensions | n/a | n/a | n/a
Unbounded Height | n/a | 1900-12-31T23:59:59 | Submitted:Submitted for Approval | Space | 20BOH.06 | 2438.4 | n/a | n/a | Dimensions | n/a | n/a | n/a
Department | n/a | 1900-12-31T23:59:59 | Submitted:Submitted for Approval | Space | 20BOH.06 | BOH | n/a | n/a | Identity Data | n/a | n/a
Name | n/a | 1900-12-31T23:59:59 | Submitted:Submitted for Approval | Space | 20BOH.06 | Waste Room | n/a | n/a | Identity Data | n/a | n/a
Number | n/a | 1900-12-31T23:59:59 | Submitted:Submitted for Approval | Space | 20BOH.06 | 20BOH.06 | n/a | n/a | Identity Data | n/a | n/a
dRofusSyncID | n/a | 1900-12-31T23:59:59 | Submitted:Submitted for Approval | Space | 20BOH.06 | 576 | n/a | n/a | Other | n/a | n/a | n/a
Phase | n/a | 1900-12-31T23:59:59 | Submitted:Submitted for Approval | Space | 20BOH.06 | New Construction | n/a | n/a | Phasing | n/a | n/a
Reference | n/a | 1900-12-31T23:59:59 | Submitted:Submitted for Approval | Space | 20BOH.04 | Chiller Room 20BOH.04 | n/a | n/a | Pset_SpaceCommon | n/a | n/a
Base Offset | n/a | 1900-12-31T23:59:59 | Submitted:Submitted for Approval | Space | 20BOH.04 | 0 | n/a | n/a | Constraints | n/a | n/a | n/a
Level | n/a | 1900-12-31T23:59:59 | Submitted:Submitted for Approval | Space | 20BOH.04 | Level: Ground Floor | n/a | n/a | Constraints | n/a | n/a
Limit Offset | n/a | 1900-12-31T23:59:59 | Submitted:Submitted for Approval | Space | 20BOH.04 | 2438.4 | n/a | n/a | Constraints | n/a | n/a | n/a
Upper Limit | n/a | 1900-12-31T23:59:59 | Submitted:Submitted for Approval | Space | 20BOH.04 | Level: Ground Floor | n/a | n/a | Constraints | n/a | n/a
Area | n/a | 1900-12-31T23:59:59 | Submitted:Submitted for Approval | Space | 20BOH.04 | 8.2759 | n/a | n/a | Dimensions | n/a | n/a | n/a
Computation Height | n/a | 1900-12-31T23:59:59 | Submitted:Submitted for Approval | Space | 20BOH.04 | 0 | n/a | n/a | Dimensions | n/a | n/a | n/a
Perimeter | n/a | 1900-12-31T23:59:59 | Submitted:Submitted for Approval | Space | 20BOH.04 | 11850 | n/a | n/a | Dimensions | n/a | n/a | n/a
Unbounded Height | n/a | 1900-12-31T23:59:59 | Submitted:Submitted for Approval | Space | 20BOH.04 | 2438.4 | n/a | n/a | Dimensions | n/a | n/a | n/a
Department | n/a | 1900-12-31T23:59:59 | Submitted:Submitted for Approval | Space | 20BOH.04 | BOH | n/a | n/a | Identity Data | n/a | n/a
Name | n/a | 1900-12-31T23:59:59 | Submitted:Submitted for Approval | Space | 20BOH.04 | Chiller Room | n/a | n/a | Identity Data | n/a | n/a
Number | n/a | 1900-12-31T23:59:59 | Submitted:Submitted for Approval | Space | 20BOH.04 | 20BOH.04 | n/a | n/a | Identity Data | n/a | n/a
dRofusSyncID | n/a | 1900-12-31T23:59:59 | Submitted:Submitted for Approval | Space | 20BOH.04 | 558 | n/a | n/a | Other | n/a | n/a | n/a
Phase | n/a | 1900-12-31T23:59:59 | Submitted:Submitted for Approval | Space | 20BOH.04 | New Construction | n/a | n/a | Phasing | n/a | n/a
Reference | n/a | 1900-12-31T23:59:59 | Submitted:Submitted for Approval | Space | 20BOH.10 | Store 20BOH.10 | n/a | n/a | Pset_SpaceCommon | n/a | n/a
Base Offset | n/a | 1900-12-31T23:59:59 | Submitted:Submitted for Approval | Space | 20BOH.10 | 0 | n/a | n/a | Constraints | n/a | n/a | n/a
Level | n/a | 1900-12-31T23:59:59 | Submitted:Submitted for Approval | Space | 20BOH.10 | Level: Ground Floor | n/a | n/a | Constraints | n/a | n/a
Limit Offset | n/a | 1900-12-31T23:59:59 | Submitted:Submitted for Approval | Space | 20BOH.10 | 2438.4 | n/a | n/a | Constraints | n/a | n/a | n/a
Upper Limit | n/a | 1900-12-31T23:59:59 | Submitted:Submitted for Approval | Space | 20BOH.10 | Level: Ground Floor | n/a | n/a | Constraints | n/a | n/a
Area | n/a | 1900-12-31T23:59:59 | Submitted:Submitted for Approval | Space | 20BOH.10 | 5.1282 | n/a | n/a | Dimensions | n/a | n/a | n/a
Computation Height | n/a | 1900-12-31T23:59:59 | Submitted:Submitted for Approval | Space | 20BOH.10 | 0 | n/a | n/a | Dimensions | n/a | n/a | n/a
Perimeter | n/a | 1900-12-31T23:59:59 | Submitted:Submitted for Approval | Space | 20BOH.10 | 9110 | n/a | n/a | Dimensions | n/a | n/a | n/a
Unbounded Height | n/a | 1900-12-31T23:59:59 | Submitted:Submitted for Approval | Space | 20BOH.10 | 2438.4 | n/a | n/a | Dimensions | n/a | n/a | n/a
Department | n/a | 1900-12-31T23:59:59 | Submitted:Submitted for Approval | Space | 20BOH.10 | BOH | n/a | n/a | Identity Data | n/a | n/a
Name | n/a | 1900-12-31T23:59:59 | Submitted:Submitted for Approval | Space | 20BOH.10 | Store | n/a | n/a | Identity Data | n/a | n/a
Number | n/a | 1900-12-31T23:59:59 | Submitted:Submitted for Approval | Space | 20BOH.10 | 20BOH.10 | n/a | n/a | Identity Data | n/a | n/a
dRofusSyncID | n/a | 1900-12-31T23:59:59 | Submitted:Submitted for Approval | Space | 20BOH.10 | 574 | n/a | n/a | Other | n/a | n/a | n/a
Phase | n/a | 1900-12-31T23:59:59 | Submitted:Submitted for Approval | Space | 20BOH.10 | New Construction | n/a | n/a | Phasing | n/a | n/a
Reference | n/a | 1900-12-31T23:59:59 | Submitted:Submitted for Approval | Space | 20BOH.6 | LV Room 20BOH.6 | n/a | n/a | Pset_SpaceCommon | n/a | n/a
Base Offset | n/a | 1900-12-31T23:59:59 | Submitted:Submitted for Approval | Space | 20BOH.6 | 0 | n/a | n/a | Constraints | n/a | n/a | n/a
Level | n/a | 1900-12-31T23:59:59 | Submitted:Submitted for Approval | Space | 20BOH.6 | Level: Ground Floor | n/a | n/a | Constraints | n/a | n/a
Limit Offset | n/a | 1900-12-31T23:59:59 | Submitted:Submitted for Approval | Space | 20BOH.6 | 2438.4 | n/a | n/a | Constraints | n/a | n/a | n/a
Upper Limit | n/a | 1900-12-31T23:59:59 | Submitted:Submitted for Approval | Space | 20BOH.6 | Level: Ground Floor | n/a | n/a | Constraints | n/a | n/a
Area | n/a | 1900-12-31T23:59:59 | Submitted:Submitted for Approval | Space | 20BOH.6 | 6.7662 | n/a | n/a | Dimensions | n/a | n/a | n/a
Computation Height | n/a | 1900-12-31T23:59:59 | Submitted:Submitted for Approval | Space | 20BOH.6 | 0 | n/a | n/a | Dimensions | n/a | n/a | n/a
Perimeter | n/a | 1900-12-31T23:59:59 | Submitted:Submitted for Approval | Space | 20BOH.6 | 10410 | n/a | n/a | Dimensions | n/a | n/a | n/a
Unbounded Height | n/a | 1900-12-31T23:59:59 | Submitted:Submitted for Approval | Space | 20BOH.6 | 2438.4 | n/a | n/a | Dimensions | n/a | n/a | n/a
Department | n/a | 1900-12-31T23:59:59 | Submitted:Submitted for Approval | Space | 20BOH.6 | BOH | n/a | n/a | Identity Data | n/a | n/a
Name | n/a | 1900-12-31T23:59:59 | Submitted:Submitted for Approval | Space | 20BOH.6 | LV Room | n/a | n/a | Identity Data | n/a | n/a
Number | n/a | 1900-12-31T23:59:59 | Submitted:Submitted for Approval | Space | 20BOH.6 | 20BOH.6 | n/a | n/a | Identity Data | n/a | n/a
dRofusSyncID | n/a | 1900-12-31T23:59:59 | Submitted:Submitted for Approval | Space | 20BOH.6 | 564 | n/a | n/a | Other | n/a | n/a | n/a
Phase | n/a | 1900-12-31T23:59:59 | Submitted:Submitted for Approval | Space | 20BOH.6 | New Construction | n/a | n/a | Phasing | n/a | n/a
Reference | n/a | 1900-12-31T23:59:59 | Submitted:Submitted for Approval | Space | 20BOH.12 | Public Health/Water Services 20BOH.12 | n/a | n/a | Pset_SpaceCommon | n/a | n/a
Base Offset | n/a | 1900-12-31T23:59:59 | Submitted:Submitted for Approval | Space | 20BOH.12 | 0 | n/a | n/a | Constraints | n/a | n/a | n/a
Level | n/a | 1900-12-31T23:59:59 | Submitted:Submitted for Approval | Space | 20BOH.12 | Level: Ground Floor | n/a | n/a | Constraints | n/a | n/a
Limit Offset | n/a | 1900-12-31T23:59:59 | Submitted:Submitted for Approval | Space | 20BOH.12 | 2438.4 | n/a | n/a | Constraints | n/a | n/a | n/a
Upper Limit | n/a | 1900-12-31T23:59:59 | Submitted:Submitted for Approval | Space | 20BOH.12 | Level: Ground Floor | n/a | n/a | Constraints | n/a | n/a
Area | n/a | 1900-12-31T23:59:59 | Submitted:Submitted for Approval | Space | 20BOH.12 | 16.082 | n/a | n/a | Dimensions | n/a | n/a | n/a
Computation Height | n/a | 1900-12-31T23:59:59 | Submitted:Submitted for Approval | Space | 20BOH.12 | 0 | n/a | n/a | Dimensions | n/a | n/a | n/a
Perimeter | n/a | 1900-12-31T23:59:59 | Submitted:Submitted for Approval | Space | 20BOH.12 | 17710 | n/a | n/a | Dimensions | n/a | n/a | n/a
Unbounded Height | n/a | 1900-12-31T23:59:59 | Submitted:Submitted for Approval | Space | 20BOH.12 | 2438.4 | n/a | n/a | Dimensions | n/a | n/a | n/a
Department | n/a | 1900-12-31T23:59:59 | Submitted:Submitted for Approval | Space | 20BOH.12 | BOH | n/a | n/a | Identity Data | n/a | n/a
Name | n/a | 1900-12-31T23:59:59 | Submitted:Submitted for Approval | Space | 20BOH.12 | Public Health/Water Services | n/a | n/a | Identity Data | n/a | n/a
Number | n/a | 1900-12-31T23:59:59 | Submitted:Submitted for Approval | Space | 20BOH.12 | 20BOH.12 | n/a | n/a | Identity Data | n/a | n/a
dRofusSyncID | n/a | 1900-12-31T23:59:59 | Submitted:Submitted for Approval | Space | 20BOH.12 | 571 | n/a | n/a | Other | n/a | n/a | n/a
Phase | n/a | 1900-12-31T23:59:59 | Submitted:Submitted for Approval | Space | 20BOH.12 | New Construction | n/a | n/a | Phasing | n/a | n/a
Reference | n/a | 1900-12-31T23:59:59 | Submitted:Submitted for Approval | Space | 20WC.06 | Female Change 20WC.06 | n/a | n/a | Pset_SpaceCommon | n/a | n/a
Base Offset | n/a | 1900-12-31T23:59:59 | Submitted:Submitted for Approval | Space | 20WC.06 | 0 | n/a | n/a | Constraints | n/a | n/a | n/a
Level | n/a | 1900-12-31T23:59:59 | Submitted:Submitted for Approval | Space | 20WC.06 | Level: Ground Floor | n/a | n/a | Constraints | n/a | n/a
Limit Offset | n/a | 1900-12-31T23:59:59 | Submitted:Submitted for Approval | Space | 20WC.06 | 2438.4 | n/a | n/a | Constraints | n/a | n/a | n/a
Upper Limit | n/a | 1900-12-31T23:59:59 | Submitted:Submitted for Approval | Space | 20WC.06 | Level: Ground Floor | n/a | n/a | Constraints | n/a | n/a
Area | n/a | 1900-12-31T23:59:59 | Submitted:Submitted for Approval | Space | 20WC.06 | 3.5302 | n/a | n/a | Dimensions | n/a | n/a | n/a
Computation Height | n/a | 1900-12-31T23:59:59 | Submitted:Submitted for Approval | Space | 20WC.06 | 0 | n/a | n/a | Dimensions | n/a | n/a | n/a
Perimeter | n/a | 1900-12-31T23:59:59 | Submitted:Submitted for Approval | Space | 20WC.06 | 7930 | n/a | n/a | Dimensions | n/a | n/a | n/a
Unbounded Height | n/a | 1900-12-31T23:59:59 | Submitted:Submitted for Approval | Space | 20WC.06 | 2438.4 | n/a | n/a | Dimensions | n/a | n/a | n/a
Department | n/a | 1900-12-31T23:59:59 | Submitted:Submitted for Approval | Space | 20WC.06 | WC | n/a | n/a | Identity Data | n/a | n/a
Name | n/a | 1900-12-31T23:59:59 | Submitted:Submitted for Approval | Space | 20WC.06 | Female Change | n/a | n/a | Identity Data | n/a | n/a
Number | n/a | 1900-12-31T23:59:59 | Submitted:Submitted for Approval | Space | 20WC.06 | 20WC.06 | n/a | n/a | Identity Data | n/a | n/a
dRofusSyncID | n/a | 1900-12-31T23:59:59 | Submitted:Submitted for Approval | Space | 20WC.06 | 561 | n/a | n/a | Other | n/a | n/a | n/a
Phase | n/a | 1900-12-31T23:59:59 | Submitted:Submitted for Approval | Space | 20WC.06 | New Construction | n/a | n/a | Phasing | n/a | n/a
Reference | n/a | 1900-12-31T23:59:59 | Submitted:Submitted for Approval | Space | 20WC.07 | Male Change 20WC.07 | n/a | n/a | Pset_SpaceCommon | n/a | n/a
Base Offset | n/a | 1900-12-31T23:59:59 | Submitted:Submitted for Approval | Space | 20WC.07 | 0 | n/a | n/a | Constraints | n/a | n/a | n/a
Level | n/a | 1900-12-31T23:59:59 | Submitted:Submitted for Approval | Space | 20WC.07 | Level: Ground Floor | n/a | n/a | Constraints | n/a | n/a
Limit Offset | n/a | 1900-12-31T23:59:59 | Submitted:Submitted for Approval | Space | 20WC.07 | 2438.4 | n/a | n/a | Constraints | n/a | n/a | n/a
Upper Limit | n/a | 1900-12-31T23:59:59 | Submitted:Submitted for Approval | Space | 20WC.07 | Level: Ground Floor | n/a | n/a | Constraints | n/a | n/a
Area | n/a | 1900-12-31T23:59:59 | Submitted:Submitted for Approval | Space | 20WC.07 | 3.5302 | n/a | n/a | Dimensions | n/a | n/a | n/a
Computation Height | n/a | 1900-12-31T23:59:59 | Submitted:Submitted for Approval | Space | 20WC.07 | 0 | n/a | n/a | Dimensions | n/a | n/a | n/a
Perimeter | n/a | 1900-12-31T23:59:59 | Submitted:Submitted for Approval | Space | 20WC.07 | 7930 | n/a | n/a | Dimensions | n/a | n/a | n/a
Unbounded Height | n/a | 1900-12-31T23:59:59 | Submitted:Submitted for Approval | Space | 20WC.07 | 2438.4 | n/a | n/a | Dimensions | n/a | n/a | n/a
Department | n/a | 1900-12-31T23:59:59 | Submitted:Submitted for Approval | Space | 20WC.07 | WC | n/a | n/a | Identity Data | n/a | n/a
Name | n/a | 1900-12-31T23:59:59 | Submitted:Submitted for Approval | Space | 20WC.07 | Male Change | n/a | n/a | Identity Data | n/a | n/a
Number | n/a | 1900-12-31T23:59:59 | Submitted:Submitted for Approval | Space | 20WC.07 | 20WC.07 | n/a | n/a | Identity Data | n/a | n/a
dRofusSyncID | n/a | 1900-12-31T23:59:59 | Submitted:Submitted for Approval | Space | 20WC.07 | 567 | n/a | n/a | Other | n/a | n/a | n/a
Phase | n/a | 1900-12-31T23:59:59 | Submitted:Submitted for Approval | Space | 20WC.07 | New Construction | n/a | n/a | Phasing | n/a | n/a
Reference | n/a | 1900-12-31T23:59:59 | Submitted:Submitted for Approval | Space | 20WC.05 | Staff Toilet 20WC.05 | n/a | n/a | Pset_SpaceCommon | n/a | n/a
Base Offset | n/a | 1900-12-31T23:59:59 | Submitted:Submitted for Approval | Space | 20WC.05 | 0 | n/a | n/a | Constraints | n/a | n/a | n/a
Level | n/a | 1900-12-31T23:59:59 | Submitted:Submitted for Approval | Space | 20WC.05 | Level: Ground Floor | n/a | n/a | Constraints | n/a | n/a
Limit Offset | n/a | 1900-12-31T23:59:59 | Submitted:Submitted for Approval | Space | 20WC.05 | 2438.4 | n/a | n/a | Constraints | n/a | n/a | n/a
Upper Limit | n/a | 1900-12-31T23:59:59 | Submitted:Submitted for Approval | Space | 20WC.05 | Level: Ground Floor | n/a | n/a | Constraints | n/a | n/a
Area | n/a | 1900-12-31T23:59:59 | Submitted:Submitted for Approval | Space | 20WC.05 | 2.4596 | n/a | n/a | Dimensions | n/a | n/a | n/a
Computation Height | n/a | 1900-12-31T23:59:59 | Submitted:Submitted for Approval | Space | 20WC.05 | 0 | n/a | n/a | Dimensions | n/a | n/a | n/a
Perimeter | n/a | 1900-12-31T23:59:59 | Submitted:Submitted for Approval | Space | 20WC.05 | 6810 | n/a | n/a | Dimensions | n/a | n/a | n/a
Unbounded Height | n/a | 1900-12-31T23:59:59 | Submitted:Submitted for Approval | Space | 20WC.05 | 2438.4 | n/a | n/a | Dimensions | n/a | n/a | n/a
Department | n/a | 1900-12-31T23:59:59 | Submitted:Submitted for Approval | Space | 20WC.05 | WC | n/a | n/a | Identity Data | n/a | n/a
Name | n/a | 1900-12-31T23:59:59 | Submitted:Submitted for Approval | Space | 20WC.05 | Staff Toilet | n/a | n/a | Identity Data | n/a | n/a
Number | n/a | 1900-12-31T23:59:59 | Submitted:Submitted for Approval | Space | 20WC.05 | 20WC.05 | n/a | n/a | Identity Data | n/a | n/a
dRofusSyncID | n/a | 1900-12-31T23:59:59 | Submitted:Submitted for Approval | Space | 20WC.05 | 573 | n/a | n/a | Other | n/a | n/a | n/a
Phase | n/a | 1900-12-31T23:59:59 | Submitted:Submitted for Approval | Space | 20WC.05 | New Construction | n/a | n/a | Phasing | n/a | n/a
Reference | n/a | 1900-12-31T23:59:59 | Submitted:Submitted for Approval | Space | 20BOH.05 | BOH Holding Space 20BOH.05 | n/a | n/a | Pset_SpaceCommon | n/a | n/a
Base Offset | n/a | 1900-12-31T23:59:59 | Submitted:Submitted for Approval | Space | 20BOH.05 | 0 | n/a | n/a | Constraints | n/a | n/a | n/a
Level | n/a | 1900-12-31T23:59:59 | Submitted:Submitted for Approval | Space | 20BOH.05 | Level: Ground Floor | n/a | n/a | Constraints | n/a | n/a
Limit Offset | n/a | 1900-12-31T23:59:59 | Submitted:Submitted for Approval | Space | 20BOH.05 | 2438.4 | n/a | n/a | Constraints | n/a | n/a | n/a
Upper Limit | n/a | 1900-12-31T23:59:59 | Submitted:Submitted for Approval | Space | 20BOH.05 | Level: Ground Floor | n/a | n/a | Constraints | n/a | n/a
Area | n/a | 1900-12-31T23:59:59 | Submitted:Submitted for Approval | Space | 20BOH.05 | 6.6877 | n/a | n/a | Dimensions | n/a | n/a | n/a
Computation Height | n/a | 1900-12-31T23:59:59 | Submitted:Submitted for Approval | Space | 20BOH.05 | 0 | n/a | n/a | Dimensions | n/a | n/a | n/a
Perimeter | n/a | 1900-12-31T23:59:59 | Submitted:Submitted for Approval | Space | 20BOH.05 | 12500.0614 | n/a | n/a | Dimensions | n/a | n/a | n/a
Unbounded Height | n/a | 1900-12-31T23:59:59 | Submitted:Submitted for Approval | Space | 20BOH.05 | 2438.4 | n/a | n/a | Dimensions | n/a | n/a | n/a
Department | n/a | 1900-12-31T23:59:59 | Submitted:Submitted for Approval | Space | 20BOH.05 | BOH | n/a | n/a | Identity Data | n/a | n/a
Name | n/a | 1900-12-31T23:59:59 | Submitted:Submitted for Approval | Space | 20BOH.05 | BOH Holding Space | n/a | n/a | Identity Data | n/a | n/a
Number | n/a | 1900-12-31T23:59:59 | Submitted:Submitted for Approval | Space | 20BOH.05 | 20BOH.05 | n/a | n/a | Identity Data | n/a | n/a
dRofusSyncID | n/a | 1900-12-31T23:59:59 | Submitted:Submitted for Approval | Space | 20BOH.05 | 557 | n/a | n/a | Other | n/a | n/a | n/a
Phase | n/a | 1900-12-31T23:59:59 | Submitted:Submitted for Approval | Space | 20BOH.05 | New Construction | n/a | n/a | Phasing | n/a | n/a
Reference | n/a | 1900-12-31T23:59:59 | Submitted:Submitted for Approval | Space | 20INT.04 | Entry Lobby 20INT.04 | n/a | n/a | Pset_SpaceCommon | n/a | n/a
Base Offset | n/a | 1900-12-31T23:59:59 | Submitted:Submitted for Approval | Space | 20INT.04 | 0 | n/a | n/a | Constraints | n/a | n/a | n/a
Level | n/a | 1900-12-31T23:59:59 | Submitted:Submitted for Approval | Space | 20INT.04 | Level: Ground Floor | n/a | n/a | Constraints | n/a | n/a
Limit Offset | n/a | 1900-12-31T23:59:59 | Submitted:Submitted for Approval | Space | 20INT.04 | 2438.4 | n/a | n/a | Constraints | n/a | n/a | n/a
Upper Limit | n/a | 1900-12-31T23:59:59 | Submitted:Submitted for Approval | Space | 20INT.04 | Level: Ground Floor | n/a | n/a | Constraints | n/a | n/a
Area | n/a | 1900-12-31T23:59:59 | Submitted:Submitted for Approval | Space | 20INT.04 | 17.2029 | n/a | n/a | Dimensions | n/a | n/a | n/a
Computation Height | n/a | 1900-12-31T23:59:59 | Submitted:Submitted for Approval | Space | 20INT.04 | 0 | n/a | n/a | Dimensions | n/a | n/a | n/a
Perimeter | n/a | 1900-12-31T23:59:59 | Submitted:Submitted for Approval | Space | 20INT.04 | 12771.4286 | n/a | n/a | Dimensions | n/a | n/a | n/a
Unbounded Height | n/a | 1900-12-31T23:59:59 | Submitted:Submitted for Approval | Space | 20INT.04 | 2438.4 | n/a | n/a | Dimensions | n/a | n/a | n/a
Department | n/a | 1900-12-31T23:59:59 | Submitted:Submitted for Approval | Space | 20INT.04 | INT | n/a | n/a | Identity Data | n/a | n/a
Name | n/a | 1900-12-31T23:59:59 | Submitted:Submitted for Approval | Space | 20INT.04 | Entry Lobby | n/a | n/a | Identity Data | n/a | n/a
Number | n/a | 1900-12-31T23:59:59 | Submitted:Submitted for Approval | Space | 20INT.04 | 20INT.04 | n/a | n/a | Identity Data | n/a | n/a
dRofusSyncID | n/a | 1900-12-31T23:59:59 | Submitted:Submitted for Approval | Space | 20INT.04 | 560 | n/a | n/a | Other | n/a | n/a | n/a
Phase | n/a | 1900-12-31T23:59:59 | Submitted:Submitted for Approval | Space | 20INT.04 | New Construction | n/a | n/a | Phasing | n/a | n/a
Reference | n/a | 1900-12-31T23:59:59 | Submitted:Submitted for Approval | Space | 20INT.01 | Main Dining 20INT.01 | n/a | n/a | Pset_SpaceCommon | n/a | n/a
Base Offset | n/a | 1900-12-31T23:59:59 | Submitted:Submitted for Approval | Space | 20INT.01 | 0 | n/a | n/a | Constraints | n/a | n/a | n/a
Level | n/a | 1900-12-31T23:59:59 | Submitted:Submitted for Approval | Space | 20INT.01 | Level: Ground Floor | n/a | n/a | Constraints | n/a | n/a
Limit Offset | n/a | 1900-12-31T23:59:59 | Submitted:Submitted for Approval | Space | 20INT.01 | 2438.4 | n/a | n/a | Constraints | n/a | n/a | n/a
Upper Limit | n/a | 1900-12-31T23:59:59 | Submitted:Submitted for Approval | Space | 20INT.01 | Level: Ground Floor | n/a | n/a | Constraints | n/a | n/a
Area | n/a | 1900-12-31T23:59:59 | Submitted:Submitted for Approval | Space | 20INT.01 | 255.6691 | n/a | n/a | Dimensions | n/a | n/a | n/a
Computation Height | n/a | 1900-12-31T23:59:59 | Submitted:Submitted for Approval | Space | 20INT.01 | 0 | n/a | n/a | Dimensions | n/a | n/a | n/a
Perimeter | n/a | 1900-12-31T23:59:59 | Submitted:Submitted for Approval | Space | 20INT.01 | 72266.4942 | n/a | n/a | Dimensions | n/a | n/a | n/a
Unbounded Height | n/a | 1900-12-31T23:59:59 | Submitted:Submitted for Approval | Space | 20INT.01 | 2438.4 | n/a | n/a | Dimensions | n/a | n/a | n/a
Department | n/a | 1900-12-31T23:59:59 | Submitted:Submitted for Approval | Space | 20INT.01 | INT | n/a | n/a | Identity Data | n/a | n/a
Name | n/a | 1900-12-31T23:59:59 | Submitted:Submitted for Approval | Space | 20INT.01 | Main Dining | n/a | n/a | Identity Data | n/a | n/a
Number | n/a | 1900-12-31T23:59:59 | Submitted:Submitted for Approval | Space | 20INT.01 | 20INT.01 | n/a | n/a | Identity Data | n/a | n/a
dRofusSyncID | n/a | 1900-12-31T23:59:59 | Submitted:Submitted for Approval | Space | 20INT.01 | 565 | n/a | n/a | Other | n/a | n/a | n/a
Phase | n/a | 1900-12-31T23:59:59 | Submitted:Submitted for Approval | Space | 20INT.01 | New Construction | n/a | n/a | Phasing | n/a | n/a
ZoneName | n/a | 1900-12-31T23:59:59 | Submitted:Submitted for Approval | Space | 20INT.01 | Dining Areas | n/a | n/a | Text | n/a | n/a
Reference | n/a | 1900-12-31T23:59:59 | Submitted:Submitted for Approval | Space | 20BOH.02 | BOH Circ. 20BOH.02 | n/a | n/a | Pset_SpaceCommon | n/a | n/a
Base Offset | n/a | 1900-12-31T23:59:59 | Submitted:Submitted for Approval | Space | 20BOH.02 | 0 | n/a | n/a | Constraints | n/a | n/a | n/a
Level | n/a | 1900-12-31T23:59:59 | Submitted:Submitted for Approval | Space | 20BOH.02 | Level: Ground Floor | n/a | n/a | Constraints | n/a | n/a
Limit Offset | n/a | 1900-12-31T23:59:59 | Submitted:Submitted for Approval | Space | 20BOH.02 | 2438.4 | n/a | n/a | Constraints | n/a | n/a | n/a
Upper Limit | n/a | 1900-12-31T23:59:59 | Submitted:Submitted for Approval | Space | 20BOH.02 | Level: Ground Floor | n/a | n/a | Constraints | n/a | n/a
Area | n/a | 1900-12-31T23:59:59 | Submitted:Submitted for Approval | Space | 20BOH.02 | 23.9285 | n/a | n/a | Dimensions | n/a | n/a | n/a
Computation Height | n/a | 1900-12-31T23:59:59 | Submitted:Submitted for Approval | Space | 20BOH.02 | 0 | n/a | n/a | Dimensions | n/a | n/a | n/a
Perimeter | n/a | 1900-12-31T23:59:59 | Submitted:Submitted for Approval | Space | 20BOH.02 | 26752.8542 | n/a | n/a | Dimensions | n/a | n/a | n/a
Unbounded Height | n/a | 1900-12-31T23:59:59 | Submitted:Submitted for Approval | Space | 20BOH.02 | 2438.4 | n/a | n/a | Dimensions | n/a | n/a | n/a
Department | n/a | 1900-12-31T23:59:59 | Submitted:Submitted for Approval | Space | 20BOH.02 | BOH | n/a | n/a | Identity Data | n/a | n/a
Name | n/a | 1900-12-31T23:59:59 | Submitted:Submitted for Approval | Space | 20BOH.02 | BOH Circ. | n/a | n/a | Identity Data | n/a | n/a
Number | n/a | 1900-12-31T23:59:59 | Submitted:Submitted for Approval | Space | 20BOH.02 | 20BOH.02 | n/a | n/a | Identity Data | n/a | n/a
dRofusSyncID | n/a | 1900-12-31T23:59:59 | Submitted:Submitted for Approval | Space | 20BOH.02 | 556 | n/a | n/a | Other | n/a | n/a | n/a
Phase | n/a | 1900-12-31T23:59:59 | Submitted:Submitted for Approval | Space | 20BOH.02 | New Construction | n/a | n/a | Phasing | n/a | n/a
ZoneName | n/a | 1900-12-31T23:59:59 | Submitted:Submitted for Approval | Space | 20BOH.02 | Private Areas | n/a | n/a | Text | n/a | n/a
Reference | n/a | 1900-12-31T23:59:59 | Submitted:Submitted for Approval | Space | 20BOH.03 | Washing Area 20BOH.03 | n/a | n/a | Pset_SpaceCommon | n/a | n/a
Base Offset | n/a | 1900-12-31T23:59:59 | Submitted:Submitted for Approval | Space | 20BOH.03 | 0 | n/a | n/a | Constraints | n/a | n/a | n/a
Level | n/a | 1900-12-31T23:59:59 | Submitted:Submitted for Approval | Space | 20BOH.03 | Level: Ground Floor | n/a | n/a | Constraints | n/a | n/a
Limit Offset | n/a | 1900-12-31T23:59:59 | Submitted:Submitted for Approval | Space | 20BOH.03 | 2438.4 | n/a | n/a | Constraints | n/a | n/a | n/a
Upper Limit | n/a | 1900-12-31T23:59:59 | Submitted:Submitted for Approval | Space | 20BOH.03 | Level: Ground Floor | n/a | n/a | Constraints | n/a | n/a
Area | n/a | 1900-12-31T23:59:59 | Submitted:Submitted for Approval | Space | 20BOH.03 | 11.684 | n/a | n/a | Dimensions | n/a | n/a | n/a
Computation Height | n/a | 1900-12-31T23:59:59 | Submitted:Submitted for Approval | Space | 20BOH.03 | 0 | n/a | n/a | Dimensions | n/a | n/a | n/a
Perimeter | n/a | 1900-12-31T23:59:59 | Submitted:Submitted for Approval | Space | 20BOH.03 | 17190 | n/a | n/a | Dimensions | n/a | n/a | n/a
Unbounded Height | n/a | 1900-12-31T23:59:59 | Submitted:Submitted for Approval | Space | 20BOH.03 | 2438.4 | n/a | n/a | Dimensions | n/a | n/a | n/a
Department | n/a | 1900-12-31T23:59:59 | Submitted:Submitted for Approval | Space | 20BOH.03 | BOH | n/a | n/a | Identity Data | n/a | n/a
Name | n/a | 1900-12-31T23:59:59 | Submitted:Submitted for Approval | Space | 20BOH.03 | Washing Area | n/a | n/a | Identity Data | n/a | n/a
Number | n/a | 1900-12-31T23:59:59 | Submitted:Submitted for Approval | Space | 20BOH.03 | 20BOH.03 | n/a | n/a | Identity Data | n/a | n/a
dRofusSyncID | n/a | 1900-12-31T23:59:59 | Submitted:Submitted for Approval | Space | 20BOH.03 | 575 | n/a | n/a | Other | n/a | n/a | n/a
Phase | n/a | 1900-12-31T23:59:59 | Submitted:Submitted for Approval | Space | 20BOH.03 | New Construction | n/a | n/a | Phasing | n/a | n/a
Reference | n/a | 1900-12-31T23:59:59 | Submitted:Submitted for Approval | Space | 20BOH.09 | BOH Circ. 20BOH.09 | n/a | n/a | Pset_SpaceCommon | n/a | n/a
Base Offset | n/a | 1900-12-31T23:59:59 | Submitted:Submitted for Approval | Space | 20BOH.09 | 0 | n/a | n/a | Constraints | n/a | n/a | n/a
Level | n/a | 1900-12-31T23:59:59 | Submitted:Submitted for Approval | Space | 20BOH.09 | Level: Ground Floor | n/a | n/a | Constraints | n/a | n/a
Limit Offset | n/a | 1900-12-31T23:59:59 | Submitted:Submitted for Approval | Space | 20BOH.09 | 2438.4 | n/a | n/a | Constraints | n/a | n/a | n/a
Upper Limit | n/a | 1900-12-31T23:59:59 | Submitted:Submitted for Approval | Space | 20BOH.09 | Level: Ground Floor | n/a | n/a | Constraints | n/a | n/a
Area | n/a | 1900-12-31T23:59:59 | Submitted:Submitted for Approval | Space | 20BOH.09 | 2.8262 | n/a | n/a | Dimensions | n/a | n/a | n/a
Computation Height | n/a | 1900-12-31T23:59:59 | Submitted:Submitted for Approval | Space | 20BOH.09 | 0 | n/a | n/a | Dimensions | n/a | n/a | n/a
Perimeter | n/a | 1900-12-31T23:59:59 | Submitted:Submitted for Approval | Space | 20BOH.09 | 6739 | n/a | n/a | Dimensions | n/a | n/a | n/a
Unbounded Height | n/a | 1900-12-31T23:59:59 | Submitted:Submitted for Approval | Space | 20BOH.09 | 2438.4 | n/a | n/a | Dimensions | n/a | n/a | n/a
Department | n/a | 1900-12-31T23:59:59 | Submitted:Submitted for Approval | Space | 20BOH.09 | BOH | n/a | n/a | Identity Data | n/a | n/a
Name | n/a | 1900-12-31T23:59:59 | Submitted:Submitted for Approval | Space | 20BOH.09 | BOH Circ. | n/a | n/a | Identity Data | n/a | n/a
Number | n/a | 1900-12-31T23:59:59 | Submitted:Submitted for Approval | Space | 20BOH.09 | 20BOH.09 | n/a | n/a | Identity Data | n/a | n/a
Phase | n/a | 1900-12-31T23:59:59 | Submitted:Submitted for Approval | Space | 20BOH.09 | New Construction | n/a | n/a | Phasing | n/a | n/a
AboveGround | n/a | 1900-12-31T23:59:59 | Submitted:Submitted for Approval | Floor | Lower Roof - Slab Level | n/a | n/a | n/a | Pset_BuildingStoreyCommon | n/a | n/a | n/a
Elevation | n/a | 1900-12-31T23:59:59 | Submitted:Submitted for Approval | Floor | Lower Roof - Slab Level | 3200 | n/a | n/a | Constraints | n/a | n/a | n/a
Computation Height | n/a | 1900-12-31T23:59:59 | Submitted:Submitted for Approval | Floor | Lower Roof - Slab Level | 0 | n/a | n/a | Dimensions | n/a | n/a | n/a
Building Story | n/a | 1900-12-31T23:59:59 | Submitted:Submitted for Approval | Floor | Lower Roof - Slab Level | TRUE | n/a | n/a | Identity Data | n/a | n/a | n/a
Name | n/a | 1900-12-31T23:59:59 | Submitted:Submitted for Approval | Floor | Lower Roof - Slab Level | Lower Roof - Slab Level | n/a | n/a | Identity Data | n/a | n/a
Structural | n/a | 1900-12-31T23:59:59 | Submitted:Submitted for Approval | Floor | Lower Roof - Slab Level | n/a | n/a | n/a | Identity Data | n/a | n/a | n/a
Color | n/a | 1900-12-31T23:59:59 | Submitted:Submitted for Approval | Floor | Lower Roof - Slab Level | 0 | n/a | n/a | Graphics | n/a | n/a | n/a
Line Pattern | n/a | 1900-12-31T23:59:59 | Submitted:Submitted for Approval | Floor | Lower Roof - Slab Level | Centre | n/a | n/a | Graphics | n/a | n/a
Line Weight | n/a | 1900-12-31T23:59:59 | Submitted:Submitted for Approval | Floor | Lower Roof - Slab Level | 1 | n/a | n/a | Graphics | n/a | n/a
Symbol | n/a | 1900-12-31T23:59:59 | Submitted:Submitted for Approval | Floor | Lower Roof - Slab Level | HOK-Level Head Filled Arrow: HOK-Level Head Filled Arrow | n/a | n/a | Graphics | n/a | n/a
Symbol at End 1 Default | n/a | 1900-12-31T23:59:59 | Submitted:Submitted for Approval | Floor | Lower Roof - Slab Level | n/a | n/a | n/a | Graphics | n/a | n/a | n/a
Symbol at End 2 Default | n/a | 1900-12-31T23:59:59 | Submitted:Submitted for Approval | Floor | Lower Roof - Slab Level | TRUE | n/a | n/a | Graphics | n/a | n/a | n/a
AboveGround | n/a | 1900-12-31T23:59:59 | Submitted:Submitted for Approval | Floor | Roof Over Main Beams | n/a | n/a | n/a | Pset_BuildingStoreyCommon | n/a | n/a | n/a
Elevation | n/a | 1900-12-31T23:59:59 | Submitted:Submitted for Approval | Floor | Roof Over Main Beams | 4000 | n/a | n/a | Constraints | n/a | n/a | n/a
Computation Height | n/a | 1900-12-31T23:59:59 | Submitted:Submitted for Approval | Floor | Roof Over Main Beams | 0 | n/a | n/a | Dimensions | n/a | n/a | n/a
Building Story | n/a | 1900-12-31T23:59:59 | Submitted:Submitted for Approval | Floor | Roof Over Main Beams | TRUE | n/a | n/a | Identity Data | n/a | n/a | n/a
Name | n/a | 1900-12-31T23:59:59 | Submitted:Submitted for Approval | Floor | Roof Over Main Beams | Roof Over Main Beams | n/a | n/a | Identity Data | n/a | n/a
Structural | n/a | 1900-12-31T23:59:59 | Submitted:Submitted for Approval | Floor | Roof Over Main Beams | n/a | n/a | n/a | Identity Data | n/a | n/a | n/a
Color | n/a | 1900-12-31T23:59:59 | Submitted:Submitted for Approval | Floor | Roof Over Main Beams | 0 | n/a | n/a | Graphics | n/a | n/a | n/a
Line Pattern | n/a | 1900-12-31T23:59:59 | Submitted:Submitted for Approval | Floor | Roof Over Main Beams | Centre | n/a | n/a | Graphics | n/a | n/a
Line Weight | n/a | 1900-12-31T23:59:59 | Submitted:Submitted for Approval | Floor | Roof Over Main Beams | 1 | n/a | n/a | Graphics | n/a | n/a
Symbol | n/a | 1900-12-31T23:59:59 | Submitted:Submitted for Approval | Floor | Roof Over Main Beams | HOK-Level Head Filled Arrow: HOK-Level Head Filled Arrow | n/a | n/a | Graphics | n/a | n/a
Symbol at End 1 Default | n/a | 1900-12-31T23:59:59 | Submitted:Submitted for Approval | Floor | Roof Over Main Beams | n/a | n/a | n/a | Graphics | n/a | n/a | n/a
Symbol at End 2 Default | n/a | 1900-12-31T23:59:59 | Submitted:Submitted for Approval | Floor | Roof Over Main Beams | TRUE | n/a | n/a | Graphics | n/a | n/a | n/a
AboveGround | n/a | 1900-12-31T23:59:59 | Submitted:Submitted for Approval | Floor | Top of Steel | n/a | n/a | n/a | Pset_BuildingStoreyCommon | n/a | n/a | n/a
Elevation | n/a | 1900-12-31T23:59:59 | Submitted:Submitted for Approval | Floor | Top of Steel | 5575 | n/a | n/a | Constraints | n/a | n/a | n/a
Computation Height | n/a | 1900-12-31T23:59:59 | Submitted:Submitted for Approval | Floor | Top of Steel | 0 | n/a | n/a | Dimensions | n/a | n/a | n/a
Building Story | n/a | 1900-12-31T23:59:59 | Submitted:Submitted for Approval | Floor | Top of Steel | TRUE | n/a | n/a | Identity Data | n/a | n/a | n/a
Name | n/a | 1900-12-31T23:59:59 | Submitted:Submitted for Approval | Floor | Top of Steel | Top of Steel | n/a | n/a | Identity Data | n/a | n/a
Structural | n/a | 1900-12-31T23:59:59 | Submitted:Submitted for Approval | Floor | Top of Steel | n/a | n/a | n/a | Identity Data | n/a | n/a | n/a
Color | n/a | 1900-12-31T23:59:59 | Submitted:Submitted for Approval | Floor | Top of Steel | 0 | n/a | n/a | Graphics | n/a | n/a | n/a
Line Pattern | n/a | 1900-12-31T23:59:59 | Submitted:Submitted for Approval | Floor | Top of Steel | Centre | n/a | n/a | Graphics | n/a | n/a
Line Weight | n/a | 1900-12-31T23:59:59 | Submitted:Submitted for Approval | Floor | Top of Steel | 1 | n/a | n/a | Graphics | n/a | n/a
Symbol | n/a | 1900-12-31T23:59:59 | Submitted:Submitted for Approval | Floor | Top of Steel | HOK-Level Head Filled Arrow: HOK-Level Head Filled Arrow | n/a | n/a | Graphics | n/a | n/a
Symbol at End 1 Default | n/a | 1900-12-31T23:59:59 | Submitted:Submitted for Approval | Floor | Top of Steel | n/a | n/a | n/a | Graphics | n/a | n/a | n/a
Symbol at End 2 Default | n/a | 1900-12-31T23:59:59 | Submitted:Submitted for Approval | Floor | Top of Steel | TRUE | n/a | n/a | Graphics | n/a | n/a | n/a
AboveGround | n/a | 1900-12-31T23:59:59 | Submitted:Submitted for Approval | Floor | Top of Roof | n/a | n/a | n/a | Pset_BuildingStoreyCommon | n/a | n/a | n/a
Elevation | n/a | 1900-12-31T23:59:59 | Submitted:Submitted for Approval | Floor | Top of Roof | 5850 | n/a | n/a | Constraints | n/a | n/a | n/a
Computation Height | n/a | 1900-12-31T23:59:59 | Submitted:Submitted for Approval | Floor | Top of Roof | 0 | n/a | n/a | Dimensions | n/a | n/a | n/a
Building Story | n/a | 1900-12-31T23:59:59 | Submitted:Submitted for Approval | Floor | Top of Roof | TRUE | n/a | n/a | Identity Data | n/a | n/a | n/a
Name | n/a | 1900-12-31T23:59:59 | Submitted:Submitted for Approval | Floor | Top of Roof | Top of Roof | n/a | n/a | Identity Data | n/a | n/a
Structural | n/a | 1900-12-31T23:59:59 | Submitted:Submitted for Approval | Floor | Top of Roof | n/a | n/a | n/a | Identity Data | n/a | n/a | n/a
Color | n/a | 1900-12-31T23:59:59 | Submitted:Submitted for Approval | Floor | Top of Roof | 0 | n/a | n/a | Graphics | n/a | n/a | n/a
Line Pattern | n/a | 1900-12-31T23:59:59 | Submitted:Submitted for Approval | Floor | Top of Roof | Centre | n/a | n/a | Graphics | n/a | n/a
Line Weight | n/a | 1900-12-31T23:59:59 | Submitted:Submitted for Approval | Floor | Top of Roof | 1 | n/a | n/a | Graphics | n/a | n/a
Symbol | n/a | 1900-12-31T23:59:59 | Submitted:Submitted for Approval | Floor | Top of Roof | HOK-Level Head Filled Arrow: HOK-Level Head Filled Arrow | n/a | n/a | Graphics | n/a | n/a
Symbol at End 1 Default | n/a | 1900-12-31T23:59:59 | Submitted:Submitted for Approval | Floor | Top of Roof | n/a | n/a | n/a | Graphics | n/a | n/a | n/a
Symbol at End 2 Default | n/a | 1900-12-31T23:59:59 | Submitted:Submitted for Approval | Floor | Top of Roof | TRUE | n/a | n/a | Graphics | n/a | n/a | n/a
b | n/a | 1900-12-31T23:59:59 | Submitted:Submitted for Approval | Type | 500mm | 500 | n/a | n/a | Dimensions | n/a | n/a | n/a
Assembly Code | n/a | 1900-12-31T23:59:59 | Submitted:Submitted for Approval | Type | 500mm |  | n/a | n/a | Identity Data | n/a | n/a
Assembly Description | n/a | 1900-12-31T23:59:59 | Submitted:Submitted for Approval | Type | 500mm |  | n/a | n/a | Identity Data | n/a | n/a
Keynote | n/a | 1900-12-31T23:59:59 | Submitted:Submitted for Approval | Type | 500mm | E | n/a | n/a | Identity Data | n/a | n/a
OmniClass Number | n/a | 1900-12-31T23:59:59 | Submitted:Submitted for Approval | Type | 500mm |  | n/a | n/a | Identity Data | n/a | n/a
OmniClass Title | n/a | 1900-12-31T23:59:59 | Submitted:Submitted for Approval | Type | 500mm |  | n/a | n/a | Identity Data | n/a | n/a
Reference | n/a | 1900-12-31T23:59:59 | Submitted:Submitted for Approval | Component | Concrete Round:500mm:121142 | 500mm | n/a | n/a | Pset_ColumnCommon | n/a | n/a
LoadBearing | n/a | 1900-12-31T23:59:59 | Submitted:Submitted for Approval | Component | Concrete Round:500mm:121142 | TRUE | n/a | n/a | Pset_ColumnCommon | n/a | n/a | n/a
IsExternal | n/a | 1900-12-31T23:59:59 | Submitted:Submitted for Approval | Component | Concrete Round:500mm:121142 | n/a | n/a | n/a | Pset_ColumnCommon | n/a | n/a | n/a
Base Level | n/a | 1900-12-31T23:59:59 | Submitted:Submitted for Approval | Component | Concrete Round:500mm:121142 | Level: DMD Ref Level | n/a | n/a | Constraints | n/a | n/a
Base Offset | n/a | 1900-12-31T23:59:59 | Submitted:Submitted for Approval | Component | Concrete Round:500mm:121142 | 0 | n/a | n/a | Constraints | n/a | n/a | n/a
Column Location Mark | n/a | 1900-12-31T23:59:59 | Submitted:Submitted for Approval | Component | Concrete Round:500mm:121142 | B-1(300) | n/a | n/a | Constraints | n/a | n/a
Column Style | n/a | 1900-12-31T23:59:59 | Submitted:Submitted for Approval | Component | Concrete Round:500mm:121142 | Vertical | n/a | n/a | Constraints | n/a | n/a
Moves With Grids | n/a | 1900-12-31T23:59:59 | Submitted:Submitted for Approval | Component | Concrete Round:500mm:121142 | TRUE | n/a | n/a | Constraints | n/a | n/a | n/a
Room Bounding | n/a | 1900-12-31T23:59:59 | Submitted:Submitted for Approval | Component | Concrete Round:500mm:121142 | TRUE | n/a | n/a | Constraints | n/a | n/a | n/a
Top Level | n/a | 1900-12-31T23:59:59 | Submitted:Submitted for Approval | Component | Concrete Round:500mm:121142 | Level: Ground Floor | n/a | n/a | Constraints | n/a | n/a
Top Offset | n/a | 1900-12-31T23:59:59 | Submitted:Submitted for Approval | Component | Concrete Round:500mm:121142 | -200 | n/a | n/a | Constraints | n/a | n/a | n/a
Volume | n/a | 1900-12-31T23:59:59 | Submitted:Submitted for Approval | Component | Concrete Round:500mm:121142 | 0.55762 | n/a | n/a | Dimensions | n/a | n/a | n/a
Structural Material | n/a | 1900-12-31T23:59:59 | Submitted:Submitted for Approval | Component | Concrete Round:500mm:121142 | Concrete - Cast-in-Place Concrete | n/a | n/a | Materials and Finishes | n/a | n/a
Phase Created | n/a | 1900-12-31T23:59:59 | Submitted:Submitted for Approval | Component | Concrete Round:500mm:121142 | New Construction | n/a | n/a | Phasing | n/a | n/a
Enable Analytical Model | n/a | 1900-12-31T23:59:59 | Submitted:Submitted for Approval | Component | Concrete Round:500mm:121142 | TRUE | n/a | n/a | Structural | n/a | n/a | n/a
Rebar Cover - Bottom Face | n/a | 1900-12-31T23:59:59 | Submitted:Submitted for Approval | Component | Concrete Round:500mm:121142 | Rebar Cover Settings: Rebar Cover 1 | n/a | n/a | Structural | n/a | n/a
Rebar Cover - Other Faces | n/a | 1900-12-31T23:59:59 | Submitted:Submitted for Approval | Component | Concrete Round:500mm:121142 | Rebar Cover Settings: Rebar Cover 1 | n/a | n/a | Structural | n/a | n/a
b | n/a | 1900-12-31T23:59:59 | Submitted:Submitted for Approval | Type | 500mm | 500 | n/a | n/a | Dimensions | n/a | n/a | n/a
Assembly Code | n/a | 1900-12-31T23:59:59 | Submitted:Submitted for Approval | Type | 500mm |  | n/a | n/a | Identity Data | n/a | n/a
Assembly Description | n/a | 1900-12-31T23:59:59 | Submitted:Submitted for Approval | Type | 500mm |  | n/a | n/a | Identity Data | n/a | n/a
Keynote | n/a | 1900-12-31T23:59:59 | Submitted:Submitted for Approval | Type | 500mm | E | n/a | n/a | Identity Data | n/a | n/a
OmniClass Number | n/a | 1900-12-31T23:59:59 | Submitted:Submitted for Approval | Type | 500mm |  | n/a | n/a | Identity Data | n/a | n/a
OmniClass Title | n/a | 1900-12-31T23:59:59 | Submitted:Submitted for Approval | Type | 500mm |  | n/a | n/a | Identity Data | n/a | n/a
Reference | n/a | 1900-12-31T23:59:59 | Submitted:Submitted for Approval | Component | Concrete Round:500mm:121580 | 500mm | n/a | n/a | Pset_ColumnCommon | n/a | n/a
LoadBearing | n/a | 1900-12-31T23:59:59 | Submitted:Submitted for Approval | Component | Concrete Round:500mm:121580 | TRUE | n/a | n/a | Pset_ColumnCommon | n/a | n/a | n/a
IsExternal | n/a | 1900-12-31T23:59:59 | Submitted:Submitted for Approval | Component | Concrete Round:500mm:121580 | n/a | n/a | n/a | Pset_ColumnCommon | n/a | n/a | n/a
Base Level | n/a | 1900-12-31T23:59:59 | Submitted:Submitted for Approval | Component | Concrete Round:500mm:121580 | Level: DMD Ref Level | n/a | n/a | Constraints | n/a | n/a
Base Offset | n/a | 1900-12-31T23:59:59 | Submitted:Submitted for Approval | Component | Concrete Round:500mm:121580 | 0 | n/a | n/a | Constraints | n/a | n/a | n/a
Column Location Mark | n/a | 1900-12-31T23:59:59 | Submitted:Submitted for Approval | Component | Concrete Round:500mm:121580 | B-2 | n/a | n/a | Constraints | n/a | n/a
Column Style | n/a | 1900-12-31T23:59:59 | Submitted:Submitted for Approval | Component | Concrete Round:500mm:121580 | Vertical | n/a | n/a | Constraints | n/a | n/a
Moves With Grids | n/a | 1900-12-31T23:59:59 | Submitted:Submitted for Approval | Component | Concrete Round:500mm:121580 | TRUE | n/a | n/a | Constraints | n/a | n/a | n/a
Room Bounding | n/a | 1900-12-31T23:59:59 | Submitted:Submitted for Approval | Component | Concrete Round:500mm:121580 | TRUE | n/a | n/a | Constraints | n/a | n/a | n/a
Top Level | n/a | 1900-12-31T23:59:59 | Submitted:Submitted for Approval | Component | Concrete Round:500mm:121580 | Level: Ground Floor | n/a | n/a | Constraints | n/a | n/a
Top Offset | n/a | 1900-12-31T23:59:59 | Submitted:Submitted for Approval | Component | Concrete Round:500mm:121580 | -200 | n/a | n/a | Constraints | n/a | n/a | n/a
Volume | n/a | 1900-12-31T23:59:59 | Submitted:Submitted for Approval | Component | Concrete Round:500mm:121580 | 0.55762 | n/a | n/a | Dimensions | n/a | n/a | n/a
Structural Material | n/a | 1900-12-31T23:59:59 | Submitted:Submitted for Approval | Component | Concrete Round:500mm:121580 | Concrete - Cast-in-Place Concrete | n/a | n/a | Materials and Finishes | n/a | n/a
Phase Created | n/a | 1900-12-31T23:59:59 | Submitted:Submitted for Approval | Component | Concrete Round:500mm:121580 | New Construction | n/a | n/a | Phasing | n/a | n/a
Enable Analytical Model | n/a | 1900-12-31T23:59:59 | Submitted:Submitted for Approval | Component | Concrete Round:500mm:121580 | TRUE | n/a | n/a | Structural | n/a | n/a | n/a
Rebar Cover - Bottom Face | n/a | 1900-12-31T23:59:59 | Submitted:Submitted for Approval | Component | Concrete Round:500mm:121580 | Rebar Cover Settings: Rebar Cover 1 | n/a | n/a | Structural | n/a | n/a
Rebar Cover - Other Faces | n/a | 1900-12-31T23:59:59 | Submitted:Submitted for Approval | Component | Concrete Round:500mm:121580 | Rebar Cover Settings: Rebar Cover 1 | n/a | n/a | Structural | n/a | n/a
b | n/a | 1900-12-31T23:59:59 | Submitted:Submitted for Approval | Type | 500mm | 500 | n/a | n/a | Dimensions | n/a | n/a | n/a
Assembly Code | n/a | 1900-12-31T23:59:59 | Submitted:Submitted for Approval | Type | 500mm |  | n/a | n/a | Identity Data | n/a | n/a
Assembly Description | n/a | 1900-12-31T23:59:59 | Submitted:Submitted for Approval | Type | 500mm |  | n/a | n/a | Identity Data | n/a | n/a
Keynote | n/a | 1900-12-31T23:59:59 | Submitted:Submitted for Approval | Type | 500mm | E | n/a | n/a | Identity Data | n/a | n/a
OmniClass Number | n/a | 1900-12-31T23:59:59 | Submitted:Submitted for Approval | Type | 500mm |  | n/a | n/a | Identity Data | n/a | n/a
OmniClass Title | n/a | 1900-12-31T23:59:59 | Submitted:Submitted for Approval | Type | 500mm |  | n/a | n/a | Identity Data | n/a | n/a
Reference | n/a | 1900-12-31T23:59:59 | Submitted:Submitted for Approval | Component | Concrete Round:500mm:121615 | 500mm | n/a | n/a | Pset_ColumnCommon | n/a | n/a
LoadBearing | n/a | 1900-12-31T23:59:59 | Submitted:Submitted for Approval | Component | Concrete Round:500mm:121615 | TRUE | n/a | n/a | Pset_ColumnCommon | n/a | n/a | n/a
IsExternal | n/a | 1900-12-31T23:59:59 | Submitted:Submitted for Approval | Component | Concrete Round:500mm:121615 | n/a | n/a | n/a | Pset_ColumnCommon | n/a | n/a | n/a
Base Level | n/a | 1900-12-31T23:59:59 | Submitted:Submitted for Approval | Component | Concrete Round:500mm:121615 | Level: DMD Ref Level | n/a | n/a | Constraints | n/a | n/a
Base Offset | n/a | 1900-12-31T23:59:59 | Submitted:Submitted for Approval | Component | Concrete Round:500mm:121615 | 0 | n/a | n/a | Constraints | n/a | n/a | n/a
Column Location Mark | n/a | 1900-12-31T23:59:59 | Submitted:Submitted for Approval | Component | Concrete Round:500mm:121615 | B-3 | n/a | n/a | Constraints | n/a | n/a
Column Style | n/a | 1900-12-31T23:59:59 | Submitted:Submitted for Approval | Component | Concrete Round:500mm:121615 | Vertical | n/a | n/a | Constraints | n/a | n/a
Moves With Grids | n/a | 1900-12-31T23:59:59 | Submitted:Submitted for Approval | Component | Concrete Round:500mm:121615 | TRUE | n/a | n/a | Constraints | n/a | n/a | n/a
Room Bounding | n/a | 1900-12-31T23:59:59 | Submitted:Submitted for Approval | Component | Concrete Round:500mm:121615 | TRUE | n/a | n/a | Constraints | n/a | n/a | n/a
Top Level | n/a | 1900-12-31T23:59:59 | Submitted:Submitted for Approval | Component | Concrete Round:500mm:121615 | Level: Ground Floor | n/a | n/a | Constraints | n/a | n/a
Top Offset | n/a | 1900-12-31T23:59:59 | Submitted:Submitted for Approval | Component | Concrete Round:500mm:121615 | -200 | n/a | n/a | Constraints | n/a | n/a | n/a
Volume | n/a | 1900-12-31T23:59:59 | Submitted:Submitted for Approval | Component | Concrete Round:500mm:121615 | 0.55762 | n/a | n/a | Dimensions | n/a | n/a | n/a
Structural Material | n/a | 1900-12-31T23:59:59 | Submitted:Submitted for Approval | Component | Concrete Round:500mm:121615 | Concrete - Cast-in-Place Concrete | n/a | n/a | Materials and Finishes | n/a | n/a
Phase Created | n/a | 1900-12-31T23:59:59 | Submitted:Submitted for Approval | Component | Concrete Round:500mm:121615 | New Construction | n/a | n/a | Phasing | n/a | n/a
Enable Analytical Model | n/a | 1900-12-31T23:59:59 | Submitted:Submitted for Approval | Component | Concrete Round:500mm:121615 | TRUE | n/a | n/a | Structural | n/a | n/a | n/a
Rebar Cover - Bottom Face | n/a | 1900-12-31T23:59:59 | Submitted:Submitted for Approval | Component | Concrete Round:500mm:121615 | Rebar Cover Settings: Rebar Cover 1 | n/a | n/a | Structural | n/a | n/a
Rebar Cover - Other Faces | n/a | 1900-12-31T23:59:59 | Submitted:Submitted for Approval | Component | Concrete Round:500mm:121615 | Rebar Cover Settings: Rebar Cover 1 | n/a | n/a | Structural | n/a | n/a
b | n/a | 1900-12-31T23:59:59 | Submitted:Submitted for Approval | Type | 500mm | 500 | n/a | n/a | Dimensions | n/a | n/a | n/a
Assembly Code | n/a | 1900-12-31T23:59:59 | Submitted:Submitted for Approval | Type | 500mm |  | n/a | n/a | Identity Data | n/a | n/a
Assembly Description | n/a | 1900-12-31T23:59:59 | Submitted:Submitted for Approval | Type | 500mm |  | n/a | n/a | Identity Data | n/a | n/a
Keynote | n/a | 1900-12-31T23:59:59 | Submitted:Submitted for Approval | Type | 500mm | E | n/a | n/a | Identity Data | n/a | n/a
OmniClass Number | n/a | 1900-12-31T23:59:59 | Submitted:Submitted for Approval | Type | 500mm |  | n/a | n/a | Identity Data | n/a | n/a
OmniClass Title | n/a | 1900-12-31T23:59:59 | Submitted:Submitted for Approval | Type | 500mm |  | n/a | n/a | Identity Data | n/a | n/a
Reference | n/a | 1900-12-31T23:59:59 | Submitted:Submitted for Approval | Component | Concrete Round:500mm:121630 | 500mm | n/a | n/a | Pset_ColumnCommon | n/a | n/a
LoadBearing | n/a | 1900-12-31T23:59:59 | Submitted:Submitted for Approval | Component | Concrete Round:500mm:121630 | TRUE | n/a | n/a | Pset_ColumnCommon | n/a | n/a | n/a
IsExternal | n/a | 1900-12-31T23:59:59 | Submitted:Submitted for Approval | Component | Concrete Round:500mm:121630 | n/a | n/a | n/a | Pset_ColumnCommon | n/a | n/a | n/a
Base Level | n/a | 1900-12-31T23:59:59 | Submitted:Submitted for Approval | Component | Concrete Round:500mm:121630 | Level: DMD Ref Level | n/a | n/a | Constraints | n/a | n/a
Base Offset | n/a | 1900-12-31T23:59:59 | Submitted:Submitted for Approval | Component | Concrete Round:500mm:121630 | 0 | n/a | n/a | Constraints | n/a | n/a | n/a
Column Location Mark | n/a | 1900-12-31T23:59:59 | Submitted:Submitted for Approval | Component | Concrete Round:500mm:121630 | B-4 | n/a | n/a | Constraints | n/a | n/a
Column Style | n/a | 1900-12-31T23:59:59 | Submitted:Submitted for Approval | Component | Concrete Round:500mm:121630 | Vertical | n/a | n/a | Constraints | n/a | n/a
Moves With Grids | n/a | 1900-12-31T23:59:59 | Submitted:Submitted for Approval | Component | Concrete Round:500mm:121630 | TRUE | n/a | n/a | Constraints | n/a | n/a | n/a
Room Bounding | n/a | 1900-12-31T23:59:59 | Submitted:Submitted for Approval | Component | Concrete Round:500mm:121630 | TRUE | n/a | n/a | Constraints | n/a | n/a | n/a
Top Level | n/a | 1900-12-31T23:59:59 | Submitted:Submitted for Approval | Component | Concrete Round:500mm:121630 | Level: Ground Floor | n/a | n/a | Constraints | n/a | n/a
Top Offset | n/a | 1900-12-31T23:59:59 | Submitted:Submitted for Approval | Component | Concrete Round:500mm:121630 | -200 | n/a | n/a | Constraints | n/a | n/a | n/a
Volume | n/a | 1900-12-31T23:59:59 | Submitted:Submitted for Approval | Component | Concrete Round:500mm:121630 | 0.55762 | n/a | n/a | Dimensions | n/a | n/a | n/a
Structural Material | n/a | 1900-12-31T23:59:59 | Submitted:Submitted for Approval | Component | Concrete Round:500mm:121630 | Concrete - Cast-in-Place Concrete | n/a | n/a | Materials and Finishes | n/a | n/a
Phase Created | n/a | 1900-12-31T23:59:59 | Submitted:Submitted for Approval | Component | Concrete Round:500mm:121630 | New Construction | n/a | n/a | Phasing | n/a | n/a
Enable Analytical Model | n/a | 1900-12-31T23:59:59 | Submitted:Submitted for Approval | Component | Concrete Round:500mm:121630 | TRUE | n/a | n/a | Structural | n/a | n/a | n/a
Rebar Cover - Bottom Face | n/a | 1900-12-31T23:59:59 | Submitted:Submitted for Approval | Component | Concrete Round:500mm:121630 | Rebar Cover Settings: Rebar Cover 1 | n/a | n/a | Structural | n/a | n/a
Rebar Cover - Other Faces | n/a | 1900-12-31T23:59:59 | Submitted:Submitted for Approval | Component | Concrete Round:500mm:121630 | Rebar Cover Settings: Rebar Cover 1 | n/a | n/a | Structural | n/a | n/a
b | n/a | 1900-12-31T23:59:59 | Submitted:Submitted for Approval | Type | 500mm | 500 | n/a | n/a | Dimensions | n/a | n/a | n/a
Assembly Code | n/a | 1900-12-31T23:59:59 | Submitted:Submitted for Approval | Type | 500mm |  | n/a | n/a | Identity Data | n/a | n/a
Assembly Description | n/a | 1900-12-31T23:59:59 | Submitted:Submitted for Approval | Type | 500mm |  | n/a | n/a | Identity Data | n/a | n/a
Keynote | n/a | 1900-12-31T23:59:59 | Submitted:Submitted for Approval | Type | 500mm | E | n/a | n/a | Identity Data | n/a | n/a
OmniClass Number | n/a | 1900-12-31T23:59:59 | Submitted:Submitted for Approval | Type | 500mm |  | n/a | n/a | Identity Data | n/a | n/a
OmniClass Title | n/a | 1900-12-31T23:59:59 | Submitted:Submitted for Approval | Type | 500mm |  | n/a | n/a | Identity Data | n/a | n/a
Reference | n/a | 1900-12-31T23:59:59 | Submitted:Submitted for Approval | Component | Concrete Round:500mm:121645 | 500mm | n/a | n/a | Pset_ColumnCommon | n/a | n/a
LoadBearing | n/a | 1900-12-31T23:59:59 | Submitted:Submitted for Approval | Component | Concrete Round:500mm:121645 | TRUE | n/a | n/a | Pset_ColumnCommon | n/a | n/a | n/a
IsExternal | n/a | 1900-12-31T23:59:59 | Submitted:Submitted for Approval | Component | Concrete Round:500mm:121645 | n/a | n/a | n/a | Pset_ColumnCommon | n/a | n/a | n/a
Base Level | n/a | 1900-12-31T23:59:59 | Submitted:Submitted for Approval | Component | Concrete Round:500mm:121645 | Level: DMD Ref Level | n/a | n/a | Constraints | n/a | n/a
Base Offset | n/a | 1900-12-31T23:59:59 | Submitted:Submitted for Approval | Component | Concrete Round:500mm:121645 | 0 | n/a | n/a | Constraints | n/a | n/a | n/a
Column Location Mark | n/a | 1900-12-31T23:59:59 | Submitted:Submitted for Approval | Component | Concrete Round:500mm:121645 | B-5 | n/a | n/a | Constraints | n/a | n/a
Column Style | n/a | 1900-12-31T23:59:59 | Submitted:Submitted for Approval | Component | Concrete Round:500mm:121645 | Vertical | n/a | n/a | Constraints | n/a | n/a
Moves With Grids | n/a | 1900-12-31T23:59:59 | Submitted:Submitted for Approval | Component | Concrete Round:500mm:121645 | TRUE | n/a | n/a | Constraints | n/a | n/a | n/a
Room Bounding | n/a | 1900-12-31T23:59:59 | Submitted:Submitted for Approval | Component | Concrete Round:500mm:121645 | TRUE | n/a | n/a | Constraints | n/a | n/a | n/a
Top Level | n/a | 1900-12-31T23:59:59 | Submitted:Submitted for Approval | Component | Concrete Round:500mm:121645 | Level: Ground Floor | n/a | n/a | Constraints | n/a | n/a
Top Offset | n/a | 1900-12-31T23:59:59 | Submitted:Submitted for Approval | Component | Concrete Round:500mm:121645 | -200 | n/a | n/a | Constraints | n/a | n/a | n/a
Volume | n/a | 1900-12-31T23:59:59 | Submitted:Submitted for Approval | Component | Concrete Round:500mm:121645 | 0.55762 | n/a | n/a | Dimensions | n/a | n/a | n/a
Structural Material | n/a | 1900-12-31T23:59:59 | Submitted:Submitted for Approval | Component | Concrete Round:500mm:121645 | Concrete - Cast-in-Place Concrete | n/a | n/a | Materials and Finishes | n/a | n/a
Phase Created | n/a | 1900-12-31T23:59:59 | Submitted:Submitted for Approval | Component | Concrete Round:500mm:121645 | New Construction | n/a | n/a | Phasing | n/a | n/a
Enable Analytical Model | n/a | 1900-12-31T23:59:59 | Submitted:Submitted for Approval | Component | Concrete Round:500mm:121645 | TRUE | n/a | n/a | Structural | n/a | n/a | n/a
Rebar Cover - Bottom Face | n/a | 1900-12-31T23:59:59 | Submitted:Submitted for Approval | Component | Concrete Round:500mm:121645 | Rebar Cover Settings: Rebar Cover 1 | n/a | n/a | Structural | n/a | n/a
Rebar Cover - Other Faces | n/a | 1900-12-31T23:59:59 | Submitted:Submitted for Approval | Component | Concrete Round:500mm:121645 | Rebar Cover Settings: Rebar Cover 1 | n/a | n/a | Structural | n/a | n/a
b | n/a | 1900-12-31T23:59:59 | Submitted:Submitted for Approval | Type | 500mm | 500 | n/a | n/a | Dimensions | n/a | n/a | n/a
Assembly Code | n/a | 1900-12-31T23:59:59 | Submitted:Submitted for Approval | Type | 500mm |  | n/a | n/a | Identity Data | n/a | n/a
Assembly Description | n/a | 1900-12-31T23:59:59 | Submitted:Submitted for Approval | Type | 500mm |  | n/a | n/a | Identity Data | n/a | n/a
Keynote | n/a | 1900-12-31T23:59:59 | Submitted:Submitted for Approval | Type | 500mm | E | n/a | n/a | Identity Data | n/a | n/a
OmniClass Number | n/a | 1900-12-31T23:59:59 | Submitted:Submitted for Approval | Type | 500mm |  | n/a | n/a | Identity Data | n/a | n/a
OmniClass Title | n/a | 1900-12-31T23:59:59 | Submitted:Submitted for Approval | Type | 500mm |  | n/a | n/a | Identity Data | n/a | n/a
Reference | n/a | 1900-12-31T23:59:59 | Submitted:Submitted for Approval | Component | Concrete Round:500mm:121660 | 500mm | n/a | n/a | Pset_ColumnCommon | n/a | n/a
LoadBearing | n/a | 1900-12-31T23:59:59 | Submitted:Submitted for Approval | Component | Concrete Round:500mm:121660 | TRUE | n/a | n/a | Pset_ColumnCommon | n/a | n/a | n/a
IsExternal | n/a | 1900-12-31T23:59:59 | Submitted:Submitted for Approval | Component | Concrete Round:500mm:121660 | n/a | n/a | n/a | Pset_ColumnCommon | n/a | n/a | n/a
Base Level | n/a | 1900-12-31T23:59:59 | Submitted:Submitted for Approval | Component | Concrete Round:500mm:121660 | Level: DMD Ref Level | n/a | n/a | Constraints | n/a | n/a
Base Offset | n/a | 1900-12-31T23:59:59 | Submitted:Submitted for Approval | Component | Concrete Round:500mm:121660 | 0 | n/a | n/a | Constraints | n/a | n/a | n/a
Column Location Mark | n/a | 1900-12-31T23:59:59 | Submitted:Submitted for Approval | Component | Concrete Round:500mm:121660 | B-6(-300) | n/a | n/a | Constraints | n/a | n/a
Column Style | n/a | 1900-12-31T23:59:59 | Submitted:Submitted for Approval | Component | Concrete Round:500mm:121660 | Vertical | n/a | n/a | Constraints | n/a | n/a
Moves With Grids | n/a | 1900-12-31T23:59:59 | Submitted:Submitted for Approval | Component | Concrete Round:500mm:121660 | TRUE | n/a | n/a | Constraints | n/a | n/a | n/a
Room Bounding | n/a | 1900-12-31T23:59:59 | Submitted:Submitted for Approval | Component | Concrete Round:500mm:121660 | TRUE | n/a | n/a | Constraints | n/a | n/a | n/a
Top Level | n/a | 1900-12-31T23:59:59 | Submitted:Submitted for Approval | Component | Concrete Round:500mm:121660 | Level: Ground Floor | n/a | n/a | Constraints | n/a | n/a
Top Offset | n/a | 1900-12-31T23:59:59 | Submitted:Submitted for Approval | Component | Concrete Round:500mm:121660 | -200 | n/a | n/a | Constraints | n/a | n/a | n/a
Volume | n/a | 1900-12-31T23:59:59 | Submitted:Submitted for Approval | Component | Concrete Round:500mm:121660 | 0.55762 | n/a | n/a | Dimensions | n/a | n/a | n/a
Structural Material | n/a | 1900-12-31T23:59:59 | Submitted:Submitted for Approval | Component | Concrete Round:500mm:121660 | Concrete - Cast-in-Place Concrete | n/a | n/a | Materials and Finishes | n/a | n/a
Phase Created | n/a | 1900-12-31T23:59:59 | Submitted:Submitted for Approval | Component | Concrete Round:500mm:121660 | New Construction | n/a | n/a | Phasing | n/a | n/a
Enable Analytical Model | n/a | 1900-12-31T23:59:59 | Submitted:Submitted for Approval | Component | Concrete Round:500mm:121660 | TRUE | n/a | n/a | Structural | n/a | n/a | n/a
Rebar Cover - Bottom Face | n/a | 1900-12-31T23:59:59 | Submitted:Submitted for Approval | Component | Concrete Round:500mm:121660 | Rebar Cover Settings: Rebar Cover 1 | n/a | n/a | Structural | n/a | n/a
Rebar Cover - Other Faces | n/a | 1900-12-31T23:59:59 | Submitted:Submitted for Approval | Component | Concrete Round:500mm:121660 | Rebar Cover Settings: Rebar Cover 1 | n/a | n/a | Structural | n/a | n/a
b | n/a | 1900-12-31T23:59:59 | Submitted:Submitted for Approval | Type | 500mm | 500 | n/a | n/a | Dimensions | n/a | n/a | n/a
Assembly Code | n/a | 1900-12-31T23:59:59 | Submitted:Submitted for Approval | Type | 500mm |  | n/a | n/a | Identity Data | n/a | n/a
Assembly Description | n/a | 1900-12-31T23:59:59 | Submitted:Submitted for Approval | Type | 500mm |  | n/a | n/a | Identity Data | n/a | n/a
Keynote | n/a | 1900-12-31T23:59:59 | Submitted:Submitted for Approval | Type | 500mm | E | n/a | n/a | Identity Data | n/a | n/a
OmniClass Number | n/a | 1900-12-31T23:59:59 | Submitted:Submitted for Approval | Type | 500mm |  | n/a | n/a | Identity Data | n/a | n/a
OmniClass Title | n/a | 1900-12-31T23:59:59 | Submitted:Submitted for Approval | Type | 500mm |  | n/a | n/a | Identity Data | n/a | n/a
Reference | n/a | 1900-12-31T23:59:59 | Submitted:Submitted for Approval | Component | Concrete Round:500mm:121677 | 500mm | n/a | n/a | Pset_ColumnCommon | n/a | n/a
LoadBearing | n/a | 1900-12-31T23:59:59 | Submitted:Submitted for Approval | Component | Concrete Round:500mm:121677 | TRUE | n/a | n/a | Pset_ColumnCommon | n/a | n/a | n/a
IsExternal | n/a | 1900-12-31T23:59:59 | Submitted:Submitted for Approval | Component | Concrete Round:500mm:121677 | n/a | n/a | n/a | Pset_ColumnCommon | n/a | n/a | n/a
Base Level | n/a | 1900-12-31T23:59:59 | Submitted:Submitted for Approval | Component | Concrete Round:500mm:121677 | Level: DMD Ref Level | n/a | n/a | Constraints | n/a | n/a
Base Offset | n/a | 1900-12-31T23:59:59 | Submitted:Submitted for Approval | Component | Concrete Round:500mm:121677 | 0 | n/a | n/a | Constraints | n/a | n/a | n/a
Column Location Mark | n/a | 1900-12-31T23:59:59 | Submitted:Submitted for Approval | Component | Concrete Round:500mm:121677 | C(500)-7 | n/a | n/a | Constraints | n/a | n/a
Column Style | n/a | 1900-12-31T23:59:59 | Submitted:Submitted for Approval | Component | Concrete Round:500mm:121677 | Vertical | n/a | n/a | Constraints | n/a | n/a
Moves With Grids | n/a | 1900-12-31T23:59:59 | Submitted:Submitted for Approval | Component | Concrete Round:500mm:121677 | TRUE | n/a | n/a | Constraints | n/a | n/a | n/a
Room Bounding | n/a | 1900-12-31T23:59:59 | Submitted:Submitted for Approval | Component | Concrete Round:500mm:121677 | TRUE | n/a | n/a | Constraints | n/a | n/a | n/a
Top Level | n/a | 1900-12-31T23:59:59 | Submitted:Submitted for Approval | Component | Concrete Round:500mm:121677 | Level: Ground Floor | n/a | n/a | Constraints | n/a | n/a
Top Offset | n/a | 1900-12-31T23:59:59 | Submitted:Submitted for Approval | Component | Concrete Round:500mm:121677 | -418 | n/a | n/a | Constraints | n/a | n/a | n/a
Volume | n/a | 1900-12-31T23:59:59 | Submitted:Submitted for Approval | Component | Concrete Round:500mm:121677 | 0.62477 | n/a | n/a | Dimensions | n/a | n/a | n/a
Structural Material | n/a | 1900-12-31T23:59:59 | Submitted:Submitted for Approval | Component | Concrete Round:500mm:121677 | Concrete - Cast-in-Place Concrete | n/a | n/a | Materials and Finishes | n/a | n/a
Phase Created | n/a | 1900-12-31T23:59:59 | Submitted:Submitted for Approval | Component | Concrete Round:500mm:121677 | New Construction | n/a | n/a | Phasing | n/a | n/a
Enable Analytical Model | n/a | 1900-12-31T23:59:59 | Submitted:Submitted for Approval | Component | Concrete Round:500mm:121677 | TRUE | n/a | n/a | Structural | n/a | n/a | n/a
Rebar Cover - Bottom Face | n/a | 1900-12-31T23:59:59 | Submitted:Submitted for Approval | Component | Concrete Round:500mm:121677 | Rebar Cover Settings: Rebar Cover 1 | n/a | n/a | Structural | n/a | n/a
Rebar Cover - Other Faces | n/a | 1900-12-31T23:59:59 | Submitted:Submitted for Approval | Component | Concrete Round:500mm:121677 | Rebar Cover Settings: Rebar Cover 1 | n/a | n/a | Structural | n/a | n/a
Rebar Cover - Top Face | n/a | 1900-12-31T23:59:59 | Submitted:Submitted for Approval | Component | Concrete Round:500mm:121677 | Rebar Cover Settings: Rebar Cover 1 | n/a | n/a | Structural | n/a | n/a
b | n/a | 1900-12-31T23:59:59 | Submitted:Submitted for Approval | Type | 500mm | 500 | n/a | n/a | Dimensions | n/a | n/a | n/a
Assembly Code | n/a | 1900-12-31T23:59:59 | Submitted:Submitted for Approval | Type | 500mm |  | n/a | n/a | Identity Data | n/a | n/a
Assembly Description | n/a | 1900-12-31T23:59:59 | Submitted:Submitted for Approval | Type | 500mm |  | n/a | n/a | Identity Data | n/a | n/a
Keynote | n/a | 1900-12-31T23:59:59 | Submitted:Submitted for Approval | Type | 500mm | E | n/a | n/a | Identity Data | n/a | n/a
OmniClass Number | n/a | 1900-12-31T23:59:59 | Submitted:Submitted for Approval | Type | 500mm |  | n/a | n/a | Identity Data | n/a | n/a
OmniClass Title | n/a | 1900-12-31T23:59:59 | Submitted:Submitted for Approval | Type | 500mm |  | n/a | n/a | Identity Data | n/a | n/a
Reference | n/a | 1900-12-31T23:59:59 | Submitted:Submitted for Approval | Component | Concrete Round:500mm:121692 | 500mm | n/a | n/a | Pset_ColumnCommon | n/a | n/a
LoadBearing | n/a | 1900-12-31T23:59:59 | Submitted:Submitted for Approval | Component | Concrete Round:500mm:121692 | TRUE | n/a | n/a | Pset_ColumnCommon | n/a | n/a | n/a
IsExternal | n/a | 1900-12-31T23:59:59 | Submitted:Submitted for Approval | Component | Concrete Round:500mm:121692 | n/a | n/a | n/a | Pset_ColumnCommon | n/a | n/a | n/a
Base Level | n/a | 1900-12-31T23:59:59 | Submitted:Submitted for Approval | Component | Concrete Round:500mm:121692 | Level: DMD Ref Level | n/a | n/a | Constraints | n/a | n/a
Base Offset | n/a | 1900-12-31T23:59:59 | Submitted:Submitted for Approval | Component | Concrete Round:500mm:121692 | 0 | n/a | n/a | Constraints | n/a | n/a | n/a
Column Location Mark | n/a | 1900-12-31T23:59:59 | Submitted:Submitted for Approval | Component | Concrete Round:500mm:121692 | C(500)-8 | n/a | n/a | Constraints | n/a | n/a
Column Style | n/a | 1900-12-31T23:59:59 | Submitted:Submitted for Approval | Component | Concrete Round:500mm:121692 | Vertical | n/a | n/a | Constraints | n/a | n/a
Moves With Grids | n/a | 1900-12-31T23:59:59 | Submitted:Submitted for Approval | Component | Concrete Round:500mm:121692 | TRUE | n/a | n/a | Constraints | n/a | n/a | n/a
Room Bounding | n/a | 1900-12-31T23:59:59 | Submitted:Submitted for Approval | Component | Concrete Round:500mm:121692 | TRUE | n/a | n/a | Constraints | n/a | n/a | n/a
Top Level | n/a | 1900-12-31T23:59:59 | Submitted:Submitted for Approval | Component | Concrete Round:500mm:121692 | Level: Ground Floor | n/a | n/a | Constraints | n/a | n/a
Top Offset | n/a | 1900-12-31T23:59:59 | Submitted:Submitted for Approval | Component | Concrete Round:500mm:121692 | -868 | n/a | n/a | Constraints | n/a | n/a | n/a
Volume | n/a | 1900-12-31T23:59:59 | Submitted:Submitted for Approval | Component | Concrete Round:500mm:121692 | 0.53642 | n/a | n/a | Dimensions | n/a | n/a | n/a
Structural Material | n/a | 1900-12-31T23:59:59 | Submitted:Submitted for Approval | Component | Concrete Round:500mm:121692 | Concrete - Cast-in-Place Concrete | n/a | n/a | Materials and Finishes | n/a | n/a
Phase Created | n/a | 1900-12-31T23:59:59 | Submitted:Submitted for Approval | Component | Concrete Round:500mm:121692 | New Construction | n/a | n/a | Phasing | n/a | n/a
Enable Analytical Model | n/a | 1900-12-31T23:59:59 | Submitted:Submitted for Approval | Component | Concrete Round:500mm:121692 | TRUE | n/a | n/a | Structural | n/a | n/a | n/a
Rebar Cover - Bottom Face | n/a | 1900-12-31T23:59:59 | Submitted:Submitted for Approval | Component | Concrete Round:500mm:121692 | Rebar Cover Settings: Rebar Cover 1 | n/a | n/a | Structural | n/a | n/a
Rebar Cover - Other Faces | n/a | 1900-12-31T23:59:59 | Submitted:Submitted for Approval | Component | Concrete Round:500mm:121692 | Rebar Cover Settings: Rebar Cover 1 | n/a | n/a | Structural | n/a | n/a
Rebar Cover - Top Face | n/a | 1900-12-31T23:59:59 | Submitted:Submitted for Approval | Component | Concrete Round:500mm:121692 | Rebar Cover Settings: Rebar Cover 1 | n/a | n/a | Structural | n/a | n/a
Reference | n/a | 1900-12-31T23:59:59 | Submitted:Submitted for Approval | Component | Concrete Round:500mm:121707 | 500mm | n/a | n/a | Pset_ColumnCommon | n/a | n/a
LoadBearing | n/a | 1900-12-31T23:59:59 | Submitted:Submitted for Approval | Component | Concrete Round:500mm:121707 | TRUE | n/a | n/a | Pset_ColumnCommon | n/a | n/a | n/a
IsExternal | n/a | 1900-12-31T23:59:59 | Submitted:Submitted for Approval | Component | Concrete Round:500mm:121707 | n/a | n/a | n/a | Pset_ColumnCommon | n/a | n/a | n/a
Base Level | n/a | 1900-12-31T23:59:59 | Submitted:Submitted for Approval | Component | Concrete Round:500mm:121707 | Level: DMD Ref Level | n/a | n/a | Constraints | n/a | n/a
Base Offset | n/a | 1900-12-31T23:59:59 | Submitted:Submitted for Approval | Component | Concrete Round:500mm:121707 | 0 | n/a | n/a | Constraints | n/a | n/a | n/a
Column Location Mark | n/a | 1900-12-31T23:59:59 | Submitted:Submitted for Approval | Component | Concrete Round:500mm:121707 | D(1000)-8 | n/a | n/a | Constraints | n/a | n/a
Column Style | n/a | 1900-12-31T23:59:59 | Submitted:Submitted for Approval | Component | Concrete Round:500mm:121707 | Vertical | n/a | n/a | Constraints | n/a | n/a
Moves With Grids | n/a | 1900-12-31T23:59:59 | Submitted:Submitted for Approval | Component | Concrete Round:500mm:121707 | TRUE | n/a | n/a | Constraints | n/a | n/a | n/a
Room Bounding | n/a | 1900-12-31T23:59:59 | Submitted:Submitted for Approval | Component | Concrete Round:500mm:121707 | TRUE | n/a | n/a | Constraints | n/a | n/a | n/a
Top Level | n/a | 1900-12-31T23:59:59 | Submitted:Submitted for Approval | Component | Concrete Round:500mm:121707 | Level: Ground Floor | n/a | n/a | Constraints | n/a | n/a
Top Offset | n/a | 1900-12-31T23:59:59 | Submitted:Submitted for Approval | Component | Concrete Round:500mm:121707 | -868 | n/a | n/a | Constraints | n/a | n/a | n/a
Volume | n/a | 1900-12-31T23:59:59 | Submitted:Submitted for Approval | Component | Concrete Round:500mm:121707 | 0.53642 | n/a | n/a | Dimensions | n/a | n/a | n/a
Structural Material | n/a | 1900-12-31T23:59:59 | Submitted:Submitted for Approval | Component | Concrete Round:500mm:121707 | Concrete - Cast-in-Place Concrete | n/a | n/a | Materials and Finishes | n/a | n/a
Phase Created | n/a | 1900-12-31T23:59:59 | Submitted:Submitted for Approval | Component | Concrete Round:500mm:121707 | New Construction | n/a | n/a | Phasing | n/a | n/a
Enable Analytical Model | n/a | 1900-12-31T23:59:59 | Submitted:Submitted for Approval | Component | Concrete Round:500mm:121707 | TRUE | n/a | n/a | Structural | n/a | n/a | n/a
Rebar Cover - Bottom Face | n/a | 1900-12-31T23:59:59 | Submitted:Submitted for Approval | Component | Concrete Round:500mm:121707 | Rebar Cover Settings: Rebar Cover 1 | n/a | n/a | Structural | n/a | n/a
Rebar Cover - Other Faces | n/a | 1900-12-31T23:59:59 | Submitted:Submitted for Approval | Component | Concrete Round:500mm:121707 | Rebar Cover Settings: Rebar Cover 1 | n/a | n/a | Structural | n/a | n/a
Rebar Cover - Top Face | n/a | 1900-12-31T23:59:59 | Submitted:Submitted for Approval | Component | Concrete Round:500mm:121707 | Rebar Cover Settings: Rebar Cover 1 | n/a | n/a | Structural | n/a | n/a
Reference | n/a | 1900-12-31T23:59:59 | Submitted:Submitted for Approval | Component | Concrete Round:500mm:126072 | 500mm | n/a | n/a | Pset_ColumnCommon | n/a | n/a
LoadBearing | n/a | 1900-12-31T23:59:59 | Submitted:Submitted for Approval | Component | Concrete Round:500mm:126072 | TRUE | n/a | n/a | Pset_ColumnCommon | n/a | n/a | n/a
IsExternal | n/a | 1900-12-31T23:59:59 | Submitted:Submitted for Approval | Component | Concrete Round:500mm:126072 | n/a | n/a | n/a | Pset_ColumnCommon | n/a | n/a | n/a
Base Level | n/a | 1900-12-31T23:59:59 | Submitted:Submitted for Approval | Component | Concrete Round:500mm:126072 | Level: DMD Ref Level | n/a | n/a | Constraints | n/a | n/a
Base Offset | n/a | 1900-12-31T23:59:59 | Submitted:Submitted for Approval | Component | Concrete Round:500mm:126072 | 0 | n/a | n/a | Constraints | n/a | n/a | n/a
Column Location Mark | n/a | 1900-12-31T23:59:59 | Submitted:Submitted for Approval | Component | Concrete Round:500mm:126072 | C(500)-9 | n/a | n/a | Constraints | n/a | n/a
Column Style | n/a | 1900-12-31T23:59:59 | Submitted:Submitted for Approval | Component | Concrete Round:500mm:126072 | Vertical | n/a | n/a | Constraints | n/a | n/a
Moves With Grids | n/a | 1900-12-31T23:59:59 | Submitted:Submitted for Approval | Component | Concrete Round:500mm:126072 | TRUE | n/a | n/a | Constraints | n/a | n/a | n/a
Room Bounding | n/a | 1900-12-31T23:59:59 | Submitted:Submitted for Approval | Component | Concrete Round:500mm:126072 | TRUE | n/a | n/a | Constraints | n/a | n/a | n/a
Top Level | n/a | 1900-12-31T23:59:59 | Submitted:Submitted for Approval | Component | Concrete Round:500mm:126072 | Level: Ground Floor | n/a | n/a | Constraints | n/a | n/a
Top Offset | n/a | 1900-12-31T23:59:59 | Submitted:Submitted for Approval | Component | Concrete Round:500mm:126072 | -868 | n/a | n/a | Constraints | n/a | n/a | n/a
Volume | n/a | 1900-12-31T23:59:59 | Submitted:Submitted for Approval | Component | Concrete Round:500mm:126072 | 0.53642 | n/a | n/a | Dimensions | n/a | n/a | n/a
Structural Material | n/a | 1900-12-31T23:59:59 | Submitted:Submitted for Approval | Component | Concrete Round:500mm:126072 | Concrete - Cast-in-Place Concrete | n/a | n/a | Materials and Finishes | n/a | n/a
Phase Created | n/a | 1900-12-31T23:59:59 | Submitted:Submitted for Approval | Component | Concrete Round:500mm:126072 | New Construction | n/a | n/a | Phasing | n/a | n/a
Enable Analytical Model | n/a | 1900-12-31T23:59:59 | Submitted:Submitted for Approval | Component | Concrete Round:500mm:126072 | TRUE | n/a | n/a | Structural | n/a | n/a | n/a
Rebar Cover - Bottom Face | n/a | 1900-12-31T23:59:59 | Submitted:Submitted for Approval | Component | Concrete Round:500mm:126072 | Rebar Cover Settings: Rebar Cover 1 | n/a | n/a | Structural | n/a | n/a
Rebar Cover - Other Faces | n/a | 1900-12-31T23:59:59 | Submitted:Submitted for Approval | Component | Concrete Round:500mm:126072 | Rebar Cover Settings: Rebar Cover 1 | n/a | n/a | Structural | n/a | n/a
Rebar Cover - Top Face | n/a | 1900-12-31T23:59:59 | Submitted:Submitted for Approval | Component | Concrete Round:500mm:126072 | Rebar Cover Settings: Rebar Cover 1 | n/a | n/a | Structural | n/a | n/a
Reference | n/a | 1900-12-31T23:59:59 | Submitted:Submitted for Approval | Component | Concrete Round:500mm:126089 | 500mm | n/a | n/a | Pset_ColumnCommon | n/a | n/a
LoadBearing | n/a | 1900-12-31T23:59:59 | Submitted:Submitted for Approval | Component | Concrete Round:500mm:126089 | TRUE | n/a | n/a | Pset_ColumnCommon | n/a | n/a | n/a
IsExternal | n/a | 1900-12-31T23:59:59 | Submitted:Submitted for Approval | Component | Concrete Round:500mm:126089 | n/a | n/a | n/a | Pset_ColumnCommon | n/a | n/a | n/a
Base Level | n/a | 1900-12-31T23:59:59 | Submitted:Submitted for Approval | Component | Concrete Round:500mm:126089 | Level: DMD Ref Level | n/a | n/a | Constraints | n/a | n/a
Base Offset | n/a | 1900-12-31T23:59:59 | Submitted:Submitted for Approval | Component | Concrete Round:500mm:126089 | 0 | n/a | n/a | Constraints | n/a | n/a | n/a
Column Location Mark | n/a | 1900-12-31T23:59:59 | Submitted:Submitted for Approval | Component | Concrete Round:500mm:126089 | D(1000)-9 | n/a | n/a | Constraints | n/a | n/a
Column Style | n/a | 1900-12-31T23:59:59 | Submitted:Submitted for Approval | Component | Concrete Round:500mm:126089 | Vertical | n/a | n/a | Constraints | n/a | n/a
Moves With Grids | n/a | 1900-12-31T23:59:59 | Submitted:Submitted for Approval | Component | Concrete Round:500mm:126089 | TRUE | n/a | n/a | Constraints | n/a | n/a | n/a
Room Bounding | n/a | 1900-12-31T23:59:59 | Submitted:Submitted for Approval | Component | Concrete Round:500mm:126089 | TRUE | n/a | n/a | Constraints | n/a | n/a | n/a
Top Level | n/a | 1900-12-31T23:59:59 | Submitted:Submitted for Approval | Component | Concrete Round:500mm:126089 | Level: Ground Floor | n/a | n/a | Constraints | n/a | n/a
Top Offset | n/a | 1900-12-31T23:59:59 | Submitted:Submitted for Approval | Component | Concrete Round:500mm:126089 | -868 | n/a | n/a | Constraints | n/a | n/a | n/a
Volume | n/a | 1900-12-31T23:59:59 | Submitted:Submitted for Approval | Component | Concrete Round:500mm:126089 | 0.53642 | n/a | n/a | Dimensions | n/a | n/a | n/a
Structural Material | n/a | 1900-12-31T23:59:59 | Submitted:Submitted for Approval | Component | Concrete Round:500mm:126089 | Concrete - Cast-in-Place Concrete | n/a | n/a | Materials and Finishes | n/a | n/a
Phase Created | n/a | 1900-12-31T23:59:59 | Submitted:Submitted for Approval | Component | Concrete Round:500mm:126089 | New Construction | n/a | n/a | Phasing | n/a | n/a
Enable Analytical Model | n/a | 1900-12-31T23:59:59 | Submitted:Submitted for Approval | Component | Concrete Round:500mm:126089 | TRUE | n/a | n/a | Structural | n/a | n/a | n/a
Rebar Cover - Bottom Face | n/a | 1900-12-31T23:59:59 | Submitted:Submitted for Approval | Component | Concrete Round:500mm:126089 | Rebar Cover Settings: Rebar Cover 1 | n/a | n/a | Structural | n/a | n/a
Rebar Cover - Other Faces | n/a | 1900-12-31T23:59:59 | Submitted:Submitted for Approval | Component | Concrete Round:500mm:126089 | Rebar Cover Settings: Rebar Cover 1 | n/a | n/a | Structural | n/a | n/a
Rebar Cover - Top Face | n/a | 1900-12-31T23:59:59 | Submitted:Submitted for Approval | Component | Concrete Round:500mm:126089 | Rebar Cover Settings: Rebar Cover 1 | n/a | n/a | Structural | n/a | n/a
Reference | n/a | 1900-12-31T23:59:59 | Submitted:Submitted for Approval | Component | Concrete Round:500mm:126106 | 500mm | n/a | n/a | Pset_ColumnCommon | n/a | n/a
LoadBearing | n/a | 1900-12-31T23:59:59 | Submitted:Submitted for Approval | Component | Concrete Round:500mm:126106 | TRUE | n/a | n/a | Pset_ColumnCommon | n/a | n/a | n/a
IsExternal | n/a | 1900-12-31T23:59:59 | Submitted:Submitted for Approval | Component | Concrete Round:500mm:126106 | n/a | n/a | n/a | Pset_ColumnCommon | n/a | n/a | n/a
Base Level | n/a | 1900-12-31T23:59:59 | Submitted:Submitted for Approval | Component | Concrete Round:500mm:126106 | Level: DMD Ref Level | n/a | n/a | Constraints | n/a | n/a
Base Offset | n/a | 1900-12-31T23:59:59 | Submitted:Submitted for Approval | Component | Concrete Round:500mm:126106 | 0 | n/a | n/a | Constraints | n/a | n/a | n/a
Column Location Mark | n/a | 1900-12-31T23:59:59 | Submitted:Submitted for Approval | Component | Concrete Round:500mm:126106 | D(1000)-10(-1321) | n/a | n/a | Constraints | n/a | n/a
Column Style | n/a | 1900-12-31T23:59:59 | Submitted:Submitted for Approval | Component | Concrete Round:500mm:126106 | Vertical | n/a | n/a | Constraints | n/a | n/a
Moves With Grids | n/a | 1900-12-31T23:59:59 | Submitted:Submitted for Approval | Component | Concrete Round:500mm:126106 | TRUE | n/a | n/a | Constraints | n/a | n/a | n/a
Room Bounding | n/a | 1900-12-31T23:59:59 | Submitted:Submitted for Approval | Component | Concrete Round:500mm:126106 | TRUE | n/a | n/a | Constraints | n/a | n/a | n/a
Top Level | n/a | 1900-12-31T23:59:59 | Submitted:Submitted for Approval | Component | Concrete Round:500mm:126106 | Level: Ground Floor | n/a | n/a | Constraints | n/a | n/a
Top Offset | n/a | 1900-12-31T23:59:59 | Submitted:Submitted for Approval | Component | Concrete Round:500mm:126106 | -868 | n/a | n/a | Constraints | n/a | n/a | n/a
Volume | n/a | 1900-12-31T23:59:59 | Submitted:Submitted for Approval | Component | Concrete Round:500mm:126106 | 0.53642 | n/a | n/a | Dimensions | n/a | n/a | n/a
Structural Material | n/a | 1900-12-31T23:59:59 | Submitted:Submitted for Approval | Component | Concrete Round:500mm:126106 | Concrete - Cast-in-Place Concrete | n/a | n/a | Materials and Finishes | n/a | n/a
Phase Created | n/a | 1900-12-31T23:59:59 | Submitted:Submitted for Approval | Component | Concrete Round:500mm:126106 | New Construction | n/a | n/a | Phasing | n/a | n/a
Enable Analytical Model | n/a | 1900-12-31T23:59:59 | Submitted:Submitted for Approval | Component | Concrete Round:500mm:126106 | TRUE | n/a | n/a | Structural | n/a | n/a | n/a
Rebar Cover - Bottom Face | n/a | 1900-12-31T23:59:59 | Submitted:Submitted for Approval | Component | Concrete Round:500mm:126106 | Rebar Cover Settings: Rebar Cover 1 | n/a | n/a | Structural | n/a | n/a
Rebar Cover - Other Faces | n/a | 1900-12-31T23:59:59 | Submitted:Submitted for Approval | Component | Concrete Round:500mm:126106 | Rebar Cover Settings: Rebar Cover 1 | n/a | n/a | Structural | n/a | n/a
Rebar Cover - Top Face | n/a | 1900-12-31T23:59:59 | Submitted:Submitted for Approval | Component | Concrete Round:500mm:126106 | Rebar Cover Settings: Rebar Cover 1 | n/a | n/a | Structural | n/a | n/a
Reference | n/a | 1900-12-31T23:59:59 | Submitted:Submitted for Approval | Component | Concrete Round:500mm:126121 | 500mm | n/a | n/a | Pset_ColumnCommon | n/a | n/a
LoadBearing | n/a | 1900-12-31T23:59:59 | Submitted:Submitted for Approval | Component | Concrete Round:500mm:126121 | TRUE | n/a | n/a | Pset_ColumnCommon | n/a | n/a | n/a
IsExternal | n/a | 1900-12-31T23:59:59 | Submitted:Submitted for Approval | Component | Concrete Round:500mm:126121 | n/a | n/a | n/a | Pset_ColumnCommon | n/a | n/a | n/a
Base Level | n/a | 1900-12-31T23:59:59 | Submitted:Submitted for Approval | Component | Concrete Round:500mm:126121 | Level: DMD Ref Level | n/a | n/a | Constraints | n/a | n/a
Base Offset | n/a | 1900-12-31T23:59:59 | Submitted:Submitted for Approval | Component | Concrete Round:500mm:126121 | 0 | n/a | n/a | Constraints | n/a | n/a | n/a
Column Location Mark | n/a | 1900-12-31T23:59:59 | Submitted:Submitted for Approval | Component | Concrete Round:500mm:126121 | D(1000)-10(2480) | n/a | n/a | Constraints | n/a | n/a
Column Style | n/a | 1900-12-31T23:59:59 | Submitted:Submitted for Approval | Component | Concrete Round:500mm:126121 | Vertical | n/a | n/a | Constraints | n/a | n/a
Moves With Grids | n/a | 1900-12-31T23:59:59 | Submitted:Submitted for Approval | Component | Concrete Round:500mm:126121 | TRUE | n/a | n/a | Constraints | n/a | n/a | n/a
Room Bounding | n/a | 1900-12-31T23:59:59 | Submitted:Submitted for Approval | Component | Concrete Round:500mm:126121 | TRUE | n/a | n/a | Constraints | n/a | n/a | n/a
Top Level | n/a | 1900-12-31T23:59:59 | Submitted:Submitted for Approval | Component | Concrete Round:500mm:126121 | Level: Ground Floor | n/a | n/a | Constraints | n/a | n/a
Top Offset | n/a | 1900-12-31T23:59:59 | Submitted:Submitted for Approval | Component | Concrete Round:500mm:126121 | -868 | n/a | n/a | Constraints | n/a | n/a | n/a
Volume | n/a | 1900-12-31T23:59:59 | Submitted:Submitted for Approval | Component | Concrete Round:500mm:126121 | 0.53642 | n/a | n/a | Dimensions | n/a | n/a | n/a
Structural Material | n/a | 1900-12-31T23:59:59 | Submitted:Submitted for Approval | Component | Concrete Round:500mm:126121 | Concrete - Cast-in-Place Concrete | n/a | n/a | Materials and Finishes | n/a | n/a
Phase Created | n/a | 1900-12-31T23:59:59 | Submitted:Submitted for Approval | Component | Concrete Round:500mm:126121 | New Construction | n/a | n/a | Phasing | n/a | n/a
Enable Analytical Model | n/a | 1900-12-31T23:59:59 | Submitted:Submitted for Approval | Component | Concrete Round:500mm:126121 | TRUE | n/a | n/a | Structural | n/a | n/a | n/a
Rebar Cover - Bottom Face | n/a | 1900-12-31T23:59:59 | Submitted:Submitted for Approval | Component | Concrete Round:500mm:126121 | Rebar Cover Settings: Rebar Cover 1 | n/a | n/a | Structural | n/a | n/a
Rebar Cover - Other Faces | n/a | 1900-12-31T23:59:59 | Submitted:Submitted for Approval | Component | Concrete Round:500mm:126121 | Rebar Cover Settings: Rebar Cover 1 | n/a | n/a | Structural | n/a | n/a
Rebar Cover - Top Face | n/a | 1900-12-31T23:59:59 | Submitted:Submitted for Approval | Component | Concrete Round:500mm:126121 | Rebar Cover Settings: Rebar Cover 1 | n/a | n/a | Structural | n/a | n/a
Reference | n/a | 1900-12-31T23:59:59 | Submitted:Submitted for Approval | Component | Concrete Round:500mm:126136 | 500mm | n/a | n/a | Pset_ColumnCommon | n/a | n/a
LoadBearing | n/a | 1900-12-31T23:59:59 | Submitted:Submitted for Approval | Component | Concrete Round:500mm:126136 | TRUE | n/a | n/a | Pset_ColumnCommon | n/a | n/a | n/a
IsExternal | n/a | 1900-12-31T23:59:59 | Submitted:Submitted for Approval | Component | Concrete Round:500mm:126136 | n/a | n/a | n/a | Pset_ColumnCommon | n/a | n/a | n/a
Base Level | n/a | 1900-12-31T23:59:59 | Submitted:Submitted for Approval | Component | Concrete Round:500mm:126136 | Level: DMD Ref Level | n/a | n/a | Constraints | n/a | n/a
Base Offset | n/a | 1900-12-31T23:59:59 | Submitted:Submitted for Approval | Component | Concrete Round:500mm:126136 | 0 | n/a | n/a | Constraints | n/a | n/a | n/a
Column Location Mark | n/a | 1900-12-31T23:59:59 | Submitted:Submitted for Approval | Component | Concrete Round:500mm:126136 | B(1345)-10 | n/a | n/a | Constraints | n/a | n/a
Column Style | n/a | 1900-12-31T23:59:59 | Submitted:Submitted for Approval | Component | Concrete Round:500mm:126136 | Vertical | n/a | n/a | Constraints | n/a | n/a
Moves With Grids | n/a | 1900-12-31T23:59:59 | Submitted:Submitted for Approval | Component | Concrete Round:500mm:126136 | TRUE | n/a | n/a | Constraints | n/a | n/a | n/a
Room Bounding | n/a | 1900-12-31T23:59:59 | Submitted:Submitted for Approval | Component | Concrete Round:500mm:126136 | TRUE | n/a | n/a | Constraints | n/a | n/a | n/a
Top Level | n/a | 1900-12-31T23:59:59 | Submitted:Submitted for Approval | Component | Concrete Round:500mm:126136 | Level: Ground Floor | n/a | n/a | Constraints | n/a | n/a
Top Offset | n/a | 1900-12-31T23:59:59 | Submitted:Submitted for Approval | Component | Concrete Round:500mm:126136 | -868 | n/a | n/a | Constraints | n/a | n/a | n/a
Volume | n/a | 1900-12-31T23:59:59 | Submitted:Submitted for Approval | Component | Concrete Round:500mm:126136 | 0.53642 | n/a | n/a | Dimensions | n/a | n/a | n/a
Structural Material | n/a | 1900-12-31T23:59:59 | Submitted:Submitted for Approval | Component | Concrete Round:500mm:126136 | Concrete - Cast-in-Place Concrete | n/a | n/a | Materials and Finishes | n/a | n/a
Phase Created | n/a | 1900-12-31T23:59:59 | Submitted:Submitted for Approval | Component | Concrete Round:500mm:126136 | New Construction | n/a | n/a | Phasing | n/a | n/a
Enable Analytical Model | n/a | 1900-12-31T23:59:59 | Submitted:Submitted for Approval | Component | Concrete Round:500mm:126136 | TRUE | n/a | n/a | Structural | n/a | n/a | n/a
Rebar Cover - Bottom Face | n/a | 1900-12-31T23:59:59 | Submitted:Submitted for Approval | Component | Concrete Round:500mm:126136 | Rebar Cover Settings: Rebar Cover 1 | n/a | n/a | Structural | n/a | n/a
Rebar Cover - Other Faces | n/a | 1900-12-31T23:59:59 | Submitted:Submitted for Approval | Component | Concrete Round:500mm:126136 | Rebar Cover Settings: Rebar Cover 1 | n/a | n/a | Structural | n/a | n/a
Rebar Cover - Top Face | n/a | 1900-12-31T23:59:59 | Submitted:Submitted for Approval | Component | Concrete Round:500mm:126136 | Rebar Cover Settings: Rebar Cover 1 | n/a | n/a | Structural | n/a | n/a
Reference | n/a | 1900-12-31T23:59:59 | Submitted:Submitted for Approval | Component | Concrete Round:500mm:126151 | 500mm | n/a | n/a | Pset_ColumnCommon | n/a | n/a
LoadBearing | n/a | 1900-12-31T23:59:59 | Submitted:Submitted for Approval | Component | Concrete Round:500mm:126151 | TRUE | n/a | n/a | Pset_ColumnCommon | n/a | n/a | n/a
IsExternal | n/a | 1900-12-31T23:59:59 | Submitted:Submitted for Approval | Component | Concrete Round:500mm:126151 | n/a | n/a | n/a | Pset_ColumnCommon | n/a | n/a | n/a
Base Level | n/a | 1900-12-31T23:59:59 | Submitted:Submitted for Approval | Component | Concrete Round:500mm:126151 | Level: DMD Ref Level | n/a | n/a | Constraints | n/a | n/a
Base Offset | n/a | 1900-12-31T23:59:59 | Submitted:Submitted for Approval | Component | Concrete Round:500mm:126151 | 0 | n/a | n/a | Constraints | n/a | n/a | n/a
Column Location Mark | n/a | 1900-12-31T23:59:59 | Submitted:Submitted for Approval | Component | Concrete Round:500mm:126151 | A(745)-10 | n/a | n/a | Constraints | n/a | n/a
Column Style | n/a | 1900-12-31T23:59:59 | Submitted:Submitted for Approval | Component | Concrete Round:500mm:126151 | Vertical | n/a | n/a | Constraints | n/a | n/a
Moves With Grids | n/a | 1900-12-31T23:59:59 | Submitted:Submitted for Approval | Component | Concrete Round:500mm:126151 | TRUE | n/a | n/a | Constraints | n/a | n/a | n/a
Room Bounding | n/a | 1900-12-31T23:59:59 | Submitted:Submitted for Approval | Component | Concrete Round:500mm:126151 | TRUE | n/a | n/a | Constraints | n/a | n/a | n/a
Top Level | n/a | 1900-12-31T23:59:59 | Submitted:Submitted for Approval | Component | Concrete Round:500mm:126151 | Level: Ground Floor | n/a | n/a | Constraints | n/a | n/a
Top Offset | n/a | 1900-12-31T23:59:59 | Submitted:Submitted for Approval | Component | Concrete Round:500mm:126151 | -868 | n/a | n/a | Constraints | n/a | n/a | n/a
Volume | n/a | 1900-12-31T23:59:59 | Submitted:Submitted for Approval | Component | Concrete Round:500mm:126151 | 0.53642 | n/a | n/a | Dimensions | n/a | n/a | n/a
Structural Material | n/a | 1900-12-31T23:59:59 | Submitted:Submitted for Approval | Component | Concrete Round:500mm:126151 | Concrete - Cast-in-Place Concrete | n/a | n/a | Materials and Finishes | n/a | n/a
Phase Created | n/a | 1900-12-31T23:59:59 | Submitted:Submitted for Approval | Component | Concrete Round:500mm:126151 | New Construction | n/a | n/a | Phasing | n/a | n/a
Enable Analytical Model | n/a | 1900-12-31T23:59:59 | Submitted:Submitted for Approval | Component | Concrete Round:500mm:126151 | TRUE | n/a | n/a | Structural | n/a | n/a | n/a
Rebar Cover - Bottom Face | n/a | 1900-12-31T23:59:59 | Submitted:Submitted for Approval | Component | Concrete Round:500mm:126151 | Rebar Cover Settings: Rebar Cover 1 | n/a | n/a | Structural | n/a | n/a
Rebar Cover - Other Faces | n/a | 1900-12-31T23:59:59 | Submitted:Submitted for Approval | Component | Concrete Round:500mm:126151 | Rebar Cover Settings: Rebar Cover 1 | n/a | n/a | Structural | n/a | n/a
Rebar Cover - Top Face | n/a | 1900-12-31T23:59:59 | Submitted:Submitted for Approval | Component | Concrete Round:500mm:126151 | Rebar Cover Settings: Rebar Cover 1 | n/a | n/a | Structural | n/a | n/a
Reference | n/a | 1900-12-31T23:59:59 | Submitted:Submitted for Approval | Component | Concrete Round:500mm:126168 | 500mm | n/a | n/a | Pset_ColumnCommon | n/a | n/a
LoadBearing | n/a | 1900-12-31T23:59:59 | Submitted:Submitted for Approval | Component | Concrete Round:500mm:126168 | TRUE | n/a | n/a | Pset_ColumnCommon | n/a | n/a | n/a
IsExternal | n/a | 1900-12-31T23:59:59 | Submitted:Submitted for Approval | Component | Concrete Round:500mm:126168 | n/a | n/a | n/a | Pset_ColumnCommon | n/a | n/a | n/a
Base Level | n/a | 1900-12-31T23:59:59 | Submitted:Submitted for Approval | Component | Concrete Round:500mm:126168 | Level: DMD Ref Level | n/a | n/a | Constraints | n/a | n/a
Base Offset | n/a | 1900-12-31T23:59:59 | Submitted:Submitted for Approval | Component | Concrete Round:500mm:126168 | 0 | n/a | n/a | Constraints | n/a | n/a | n/a
Column Location Mark | n/a | 1900-12-31T23:59:59 | Submitted:Submitted for Approval | Component | Concrete Round:500mm:126168 | A(745)-9 | n/a | n/a | Constraints | n/a | n/a
Column Style | n/a | 1900-12-31T23:59:59 | Submitted:Submitted for Approval | Component | Concrete Round:500mm:126168 | Vertical | n/a | n/a | Constraints | n/a | n/a
Moves With Grids | n/a | 1900-12-31T23:59:59 | Submitted:Submitted for Approval | Component | Concrete Round:500mm:126168 | TRUE | n/a | n/a | Constraints | n/a | n/a | n/a
Room Bounding | n/a | 1900-12-31T23:59:59 | Submitted:Submitted for Approval | Component | Concrete Round:500mm:126168 | TRUE | n/a | n/a | Constraints | n/a | n/a | n/a
Top Level | n/a | 1900-12-31T23:59:59 | Submitted:Submitted for Approval | Component | Concrete Round:500mm:126168 | Level: Ground Floor | n/a | n/a | Constraints | n/a | n/a
Top Offset | n/a | 1900-12-31T23:59:59 | Submitted:Submitted for Approval | Component | Concrete Round:500mm:126168 | -868 | n/a | n/a | Constraints | n/a | n/a | n/a
Volume | n/a | 1900-12-31T23:59:59 | Submitted:Submitted for Approval | Component | Concrete Round:500mm:126168 | 0.53642 | n/a | n/a | Dimensions | n/a | n/a | n/a
Structural Material | n/a | 1900-12-31T23:59:59 | Submitted:Submitted for Approval | Component | Concrete Round:500mm:126168 | Concrete - Cast-in-Place Concrete | n/a | n/a | Materials and Finishes | n/a | n/a
Phase Created | n/a | 1900-12-31T23:59:59 | Submitted:Submitted for Approval | Component | Concrete Round:500mm:126168 | New Construction | n/a | n/a | Phasing | n/a | n/a
Enable Analytical Model | n/a | 1900-12-31T23:59:59 | Submitted:Submitted for Approval | Component | Concrete Round:500mm:126168 | TRUE | n/a | n/a | Structural | n/a | n/a | n/a
Rebar Cover - Bottom Face | n/a | 1900-12-31T23:59:59 | Submitted:Submitted for Approval | Component | Concrete Round:500mm:126168 | Rebar Cover Settings: Rebar Cover 1 | n/a | n/a | Structural | n/a | n/a
Rebar Cover - Other Faces | n/a | 1900-12-31T23:59:59 | Submitted:Submitted for Approval | Component | Concrete Round:500mm:126168 | Rebar Cover Settings: Rebar Cover 1 | n/a | n/a | Structural | n/a | n/a
Rebar Cover - Top Face | n/a | 1900-12-31T23:59:59 | Submitted:Submitted for Approval | Component | Concrete Round:500mm:126168 | Rebar Cover Settings: Rebar Cover 1 | n/a | n/a | Structural | n/a | n/a
Reference | n/a | 1900-12-31T23:59:59 | Submitted:Submitted for Approval | Component | Concrete Round:500mm:126183 | 500mm | n/a | n/a | Pset_ColumnCommon | n/a | n/a
LoadBearing | n/a | 1900-12-31T23:59:59 | Submitted:Submitted for Approval | Component | Concrete Round:500mm:126183 | TRUE | n/a | n/a | Pset_ColumnCommon | n/a | n/a | n/a
IsExternal | n/a | 1900-12-31T23:59:59 | Submitted:Submitted for Approval | Component | Concrete Round:500mm:126183 | n/a | n/a | n/a | Pset_ColumnCommon | n/a | n/a | n/a
Base Level | n/a | 1900-12-31T23:59:59 | Submitted:Submitted for Approval | Component | Concrete Round:500mm:126183 | Level: DMD Ref Level | n/a | n/a | Constraints | n/a | n/a
Base Offset | n/a | 1900-12-31T23:59:59 | Submitted:Submitted for Approval | Component | Concrete Round:500mm:126183 | 0 | n/a | n/a | Constraints | n/a | n/a | n/a
Column Location Mark | n/a | 1900-12-31T23:59:59 | Submitted:Submitted for Approval | Component | Concrete Round:500mm:126183 | B(1345)-9 | n/a | n/a | Constraints | n/a | n/a
Column Style | n/a | 1900-12-31T23:59:59 | Submitted:Submitted for Approval | Component | Concrete Round:500mm:126183 | Vertical | n/a | n/a | Constraints | n/a | n/a
Moves With Grids | n/a | 1900-12-31T23:59:59 | Submitted:Submitted for Approval | Component | Concrete Round:500mm:126183 | TRUE | n/a | n/a | Constraints | n/a | n/a | n/a
Room Bounding | n/a | 1900-12-31T23:59:59 | Submitted:Submitted for Approval | Component | Concrete Round:500mm:126183 | TRUE | n/a | n/a | Constraints | n/a | n/a | n/a
Top Level | n/a | 1900-12-31T23:59:59 | Submitted:Submitted for Approval | Component | Concrete Round:500mm:126183 | Level: Ground Floor | n/a | n/a | Constraints | n/a | n/a
Top Offset | n/a | 1900-12-31T23:59:59 | Submitted:Submitted for Approval | Component | Concrete Round:500mm:126183 | -868 | n/a | n/a | Constraints | n/a | n/a | n/a
Volume | n/a | 1900-12-31T23:59:59 | Submitted:Submitted for Approval | Component | Concrete Round:500mm:126183 | 0.53642 | n/a | n/a | Dimensions | n/a | n/a | n/a
Structural Material | n/a | 1900-12-31T23:59:59 | Submitted:Submitted for Approval | Component | Concrete Round:500mm:126183 | Concrete - Cast-in-Place Concrete | n/a | n/a | Materials and Finishes | n/a | n/a
Phase Created | n/a | 1900-12-31T23:59:59 | Submitted:Submitted for Approval | Component | Concrete Round:500mm:126183 | New Construction | n/a | n/a | Phasing | n/a | n/a
Enable Analytical Model | n/a | 1900-12-31T23:59:59 | Submitted:Submitted for Approval | Component | Concrete Round:500mm:126183 | TRUE | n/a | n/a | Structural | n/a | n/a | n/a
Rebar Cover - Bottom Face | n/a | 1900-12-31T23:59:59 | Submitted:Submitted for Approval | Component | Concrete Round:500mm:126183 | Rebar Cover Settings: Rebar Cover 1 | n/a | n/a | Structural | n/a | n/a
Rebar Cover - Other Faces | n/a | 1900-12-31T23:59:59 | Submitted:Submitted for Approval | Component | Concrete Round:500mm:126183 | Rebar Cover Settings: Rebar Cover 1 | n/a | n/a | Structural | n/a | n/a
Rebar Cover - Top Face | n/a | 1900-12-31T23:59:59 | Submitted:Submitted for Approval | Component | Concrete Round:500mm:126183 | Rebar Cover Settings: Rebar Cover 1 | n/a | n/a | Structural | n/a | n/a
Reference | n/a | 1900-12-31T23:59:59 | Submitted:Submitted for Approval | Component | Concrete Round:500mm:135345 | 500mm | n/a | n/a | Pset_ColumnCommon | n/a | n/a
LoadBearing | n/a | 1900-12-31T23:59:59 | Submitted:Submitted for Approval | Component | Concrete Round:500mm:135345 | TRUE | n/a | n/a | Pset_ColumnCommon | n/a | n/a | n/a
IsExternal | n/a | 1900-12-31T23:59:59 | Submitted:Submitted for Approval | Component | Concrete Round:500mm:135345 | n/a | n/a | n/a | Pset_ColumnCommon | n/a | n/a | n/a
Base Level | n/a | 1900-12-31T23:59:59 | Submitted:Submitted for Approval | Component | Concrete Round:500mm:135345 | Level: DMD Ref Level | n/a | n/a | Constraints | n/a | n/a
Base Offset | n/a | 1900-12-31T23:59:59 | Submitted:Submitted for Approval | Component | Concrete Round:500mm:135345 | 0 | n/a | n/a | Constraints | n/a | n/a | n/a
Column Location Mark | n/a | 1900-12-31T23:59:59 | Submitted:Submitted for Approval | Component | Concrete Round:500mm:135345 | D(-2525)-10(-1320) | n/a | n/a | Constraints | n/a | n/a
Column Style | n/a | 1900-12-31T23:59:59 | Submitted:Submitted for Approval | Component | Concrete Round:500mm:135345 | Vertical | n/a | n/a | Constraints | n/a | n/a
Moves With Grids | n/a | 1900-12-31T23:59:59 | Submitted:Submitted for Approval | Component | Concrete Round:500mm:135345 | TRUE | n/a | n/a | Constraints | n/a | n/a | n/a
Room Bounding | n/a | 1900-12-31T23:59:59 | Submitted:Submitted for Approval | Component | Concrete Round:500mm:135345 | TRUE | n/a | n/a | Constraints | n/a | n/a | n/a
Top Level | n/a | 1900-12-31T23:59:59 | Submitted:Submitted for Approval | Component | Concrete Round:500mm:135345 | Level: Ground Floor | n/a | n/a | Constraints | n/a | n/a
Top Offset | n/a | 1900-12-31T23:59:59 | Submitted:Submitted for Approval | Component | Concrete Round:500mm:135345 | -868 | n/a | n/a | Constraints | n/a | n/a | n/a
Volume | n/a | 1900-12-31T23:59:59 | Submitted:Submitted for Approval | Component | Concrete Round:500mm:135345 | 0.53642 | n/a | n/a | Dimensions | n/a | n/a | n/a
Structural Material | n/a | 1900-12-31T23:59:59 | Submitted:Submitted for Approval | Component | Concrete Round:500mm:135345 | Concrete - Cast-in-Place Concrete | n/a | n/a | Materials and Finishes | n/a | n/a
Phase Created | n/a | 1900-12-31T23:59:59 | Submitted:Submitted for Approval | Component | Concrete Round:500mm:135345 | New Construction | n/a | n/a | Phasing | n/a | n/a
Enable Analytical Model | n/a | 1900-12-31T23:59:59 | Submitted:Submitted for Approval | Component | Concrete Round:500mm:135345 | TRUE | n/a | n/a | Structural | n/a | n/a | n/a
Rebar Cover - Bottom Face | n/a | 1900-12-31T23:59:59 | Submitted:Submitted for Approval | Component | Concrete Round:500mm:135345 | Rebar Cover Settings: Rebar Cover 1 | n/a | n/a | Structural | n/a | n/a
Rebar Cover - Other Faces | n/a | 1900-12-31T23:59:59 | Submitted:Submitted for Approval | Component | Concrete Round:500mm:135345 | Rebar Cover Settings: Rebar Cover 1 | n/a | n/a | Structural | n/a | n/a
Rebar Cover - Top Face | n/a | 1900-12-31T23:59:59 | Submitted:Submitted for Approval | Component | Concrete Round:500mm:135345 | Rebar Cover Settings: Rebar Cover 1 | n/a | n/a | Structural | n/a | n/a
Reference | n/a | 1900-12-31T23:59:59 | Submitted:Submitted for Approval | Component | Concrete Round:500mm:135347 | 500mm | n/a | n/a | Pset_ColumnCommon | n/a | n/a
LoadBearing | n/a | 1900-12-31T23:59:59 | Submitted:Submitted for Approval | Component | Concrete Round:500mm:135347 | TRUE | n/a | n/a | Pset_ColumnCommon | n/a | n/a | n/a
IsExternal | n/a | 1900-12-31T23:59:59 | Submitted:Submitted for Approval | Component | Concrete Round:500mm:135347 | n/a | n/a | n/a | Pset_ColumnCommon | n/a | n/a | n/a
Base Level | n/a | 1900-12-31T23:59:59 | Submitted:Submitted for Approval | Component | Concrete Round:500mm:135347 | Level: DMD Ref Level | n/a | n/a | Constraints | n/a | n/a
Base Offset | n/a | 1900-12-31T23:59:59 | Submitted:Submitted for Approval | Component | Concrete Round:500mm:135347 | 0 | n/a | n/a | Constraints | n/a | n/a | n/a
Column Location Mark | n/a | 1900-12-31T23:59:59 | Submitted:Submitted for Approval | Component | Concrete Round:500mm:135347 | D(-2525)-10(2480) | n/a | n/a | Constraints | n/a | n/a
Column Style | n/a | 1900-12-31T23:59:59 | Submitted:Submitted for Approval | Component | Concrete Round:500mm:135347 | Vertical | n/a | n/a | Constraints | n/a | n/a
Moves With Grids | n/a | 1900-12-31T23:59:59 | Submitted:Submitted for Approval | Component | Concrete Round:500mm:135347 | TRUE | n/a | n/a | Constraints | n/a | n/a | n/a
Room Bounding | n/a | 1900-12-31T23:59:59 | Submitted:Submitted for Approval | Component | Concrete Round:500mm:135347 | TRUE | n/a | n/a | Constraints | n/a | n/a | n/a
Top Level | n/a | 1900-12-31T23:59:59 | Submitted:Submitted for Approval | Component | Concrete Round:500mm:135347 | Level: Ground Floor | n/a | n/a | Constraints | n/a | n/a
Top Offset | n/a | 1900-12-31T23:59:59 | Submitted:Submitted for Approval | Component | Concrete Round:500mm:135347 | -868 | n/a | n/a | Constraints | n/a | n/a | n/a
Volume | n/a | 1900-12-31T23:59:59 | Submitted:Submitted for Approval | Component | Concrete Round:500mm:135347 | 0.53642 | n/a | n/a | Dimensions | n/a | n/a | n/a
Structural Material | n/a | 1900-12-31T23:59:59 | Submitted:Submitted for Approval | Component | Concrete Round:500mm:135347 | Concrete - Cast-in-Place Concrete | n/a | n/a | Materials and Finishes | n/a | n/a
Phase Created | n/a | 1900-12-31T23:59:59 | Submitted:Submitted for Approval | Component | Concrete Round:500mm:135347 | New Construction | n/a | n/a | Phasing | n/a | n/a
Enable Analytical Model | n/a | 1900-12-31T23:59:59 | Submitted:Submitted for Approval | Component | Concrete Round:500mm:135347 | TRUE | n/a | n/a | Structural | n/a | n/a | n/a
Rebar Cover - Bottom Face | n/a | 1900-12-31T23:59:59 | Submitted:Submitted for Approval | Component | Concrete Round:500mm:135347 | Rebar Cover Settings: Rebar Cover 1 | n/a | n/a | Structural | n/a | n/a
Rebar Cover - Other Faces | n/a | 1900-12-31T23:59:59 | Submitted:Submitted for Approval | Component | Concrete Round:500mm:135347 | Rebar Cover Settings: Rebar Cover 1 | n/a | n/a | Structural | n/a | n/a
Rebar Cover - Top Face | n/a | 1900-12-31T23:59:59 | Submitted:Submitted for Approval | Component | Concrete Round:500mm:135347 | Rebar Cover Settings: Rebar Cover 1 | n/a | n/a | Structural | n/a | n/a
b | n/a | 1900-12-31T23:59:59 | Submitted:Submitted for Approval | Type | 500mm | 500 | n/a | n/a | Dimensions | n/a | n/a | n/a
Assembly Code | n/a | 1900-12-31T23:59:59 | Submitted:Submitted for Approval | Type | 500mm |  | n/a | n/a | Identity Data | n/a | n/a
Assembly Description | n/a | 1900-12-31T23:59:59 | Submitted:Submitted for Approval | Type | 500mm |  | n/a | n/a | Identity Data | n/a | n/a
Keynote | n/a | 1900-12-31T23:59:59 | Submitted:Submitted for Approval | Type | 500mm | E | n/a | n/a | Identity Data | n/a | n/a
OmniClass Number | n/a | 1900-12-31T23:59:59 | Submitted:Submitted for Approval | Type | 500mm |  | n/a | n/a | Identity Data | n/a | n/a
OmniClass Title | n/a | 1900-12-31T23:59:59 | Submitted:Submitted for Approval | Type | 500mm |  | n/a | n/a | Identity Data | n/a | n/a
Reference | n/a | 1900-12-31T23:59:59 | Submitted:Submitted for Approval | Component | Concrete Round:500mm:121722 | 500mm | n/a | n/a | Pset_ColumnCommon | n/a | n/a
LoadBearing | n/a | 1900-12-31T23:59:59 | Submitted:Submitted for Approval | Component | Concrete Round:500mm:121722 | TRUE | n/a | n/a | Pset_ColumnCommon | n/a | n/a | n/a
IsExternal | n/a | 1900-12-31T23:59:59 | Submitted:Submitted for Approval | Component | Concrete Round:500mm:121722 | n/a | n/a | n/a | Pset_ColumnCommon | n/a | n/a | n/a
Base Level | n/a | 1900-12-31T23:59:59 | Submitted:Submitted for Approval | Component | Concrete Round:500mm:121722 | Level: DMD Ref Level | n/a | n/a | Constraints | n/a | n/a
Base Offset | n/a | 1900-12-31T23:59:59 | Submitted:Submitted for Approval | Component | Concrete Round:500mm:121722 | 0 | n/a | n/a | Constraints | n/a | n/a | n/a
Column Location Mark | n/a | 1900-12-31T23:59:59 | Submitted:Submitted for Approval | Component | Concrete Round:500mm:121722 | D(1000)-7 | n/a | n/a | Constraints | n/a | n/a
Column Style | n/a | 1900-12-31T23:59:59 | Submitted:Submitted for Approval | Component | Concrete Round:500mm:121722 | Vertical | n/a | n/a | Constraints | n/a | n/a
Moves With Grids | n/a | 1900-12-31T23:59:59 | Submitted:Submitted for Approval | Component | Concrete Round:500mm:121722 | TRUE | n/a | n/a | Constraints | n/a | n/a | n/a
Room Bounding | n/a | 1900-12-31T23:59:59 | Submitted:Submitted for Approval | Component | Concrete Round:500mm:121722 | TRUE | n/a | n/a | Constraints | n/a | n/a | n/a
Top Level | n/a | 1900-12-31T23:59:59 | Submitted:Submitted for Approval | Component | Concrete Round:500mm:121722 | Level: Ground Floor | n/a | n/a | Constraints | n/a | n/a
Top Offset | n/a | 1900-12-31T23:59:59 | Submitted:Submitted for Approval | Component | Concrete Round:500mm:121722 | -418 | n/a | n/a | Constraints | n/a | n/a | n/a
Volume | n/a | 1900-12-31T23:59:59 | Submitted:Submitted for Approval | Component | Concrete Round:500mm:121722 | 0.62477 | n/a | n/a | Dimensions | n/a | n/a | n/a
Structural Material | n/a | 1900-12-31T23:59:59 | Submitted:Submitted for Approval | Component | Concrete Round:500mm:121722 | Concrete - Cast-in-Place Concrete | n/a | n/a | Materials and Finishes | n/a | n/a
Phase Created | n/a | 1900-12-31T23:59:59 | Submitted:Submitted for Approval | Component | Concrete Round:500mm:121722 | New Construction | n/a | n/a | Phasing | n/a | n/a
Enable Analytical Model | n/a | 1900-12-31T23:59:59 | Submitted:Submitted for Approval | Component | Concrete Round:500mm:121722 | TRUE | n/a | n/a | Structural | n/a | n/a | n/a
Rebar Cover - Bottom Face | n/a | 1900-12-31T23:59:59 | Submitted:Submitted for Approval | Component | Concrete Round:500mm:121722 | Rebar Cover Settings: Rebar Cover 1 | n/a | n/a | Structural | n/a | n/a
Rebar Cover - Other Faces | n/a | 1900-12-31T23:59:59 | Submitted:Submitted for Approval | Component | Concrete Round:500mm:121722 | Rebar Cover Settings: Rebar Cover 1 | n/a | n/a | Structural | n/a | n/a
Rebar Cover - Top Face | n/a | 1900-12-31T23:59:59 | Submitted:Submitted for Approval | Component | Concrete Round:500mm:121722 | Rebar Cover Settings: Rebar Cover 1 | n/a | n/a | Structural | n/a | n/a
b | n/a | 1900-12-31T23:59:59 | Submitted:Submitted for Approval | Type | 500mm | 500 | n/a | n/a | Dimensions | n/a | n/a | n/a
Assembly Code | n/a | 1900-12-31T23:59:59 | Submitted:Submitted for Approval | Type | 500mm |  | n/a | n/a | Identity Data | n/a | n/a
Assembly Description | n/a | 1900-12-31T23:59:59 | Submitted:Submitted for Approval | Type | 500mm |  | n/a | n/a | Identity Data | n/a | n/a
Keynote | n/a | 1900-12-31T23:59:59 | Submitted:Submitted for Approval | Type | 500mm | E | n/a | n/a | Identity Data | n/a | n/a
OmniClass Number | n/a | 1900-12-31T23:59:59 | Submitted:Submitted for Approval | Type | 500mm |  | n/a | n/a | Identity Data | n/a | n/a
OmniClass Title | n/a | 1900-12-31T23:59:59 | Submitted:Submitted for Approval | Type | 500mm |  | n/a | n/a | Identity Data | n/a | n/a
Reference | n/a | 1900-12-31T23:59:59 | Submitted:Submitted for Approval | Component | Concrete Round:500mm:121737 | 500mm | n/a | n/a | Pset_ColumnCommon | n/a | n/a
LoadBearing | n/a | 1900-12-31T23:59:59 | Submitted:Submitted for Approval | Component | Concrete Round:500mm:121737 | TRUE | n/a | n/a | Pset_ColumnCommon | n/a | n/a | n/a
IsExternal | n/a | 1900-12-31T23:59:59 | Submitted:Submitted for Approval | Component | Concrete Round:500mm:121737 | n/a | n/a | n/a | Pset_ColumnCommon | n/a | n/a | n/a
Base Level | n/a | 1900-12-31T23:59:59 | Submitted:Submitted for Approval | Component | Concrete Round:500mm:121737 | Level: DMD Ref Level | n/a | n/a | Constraints | n/a | n/a
Base Offset | n/a | 1900-12-31T23:59:59 | Submitted:Submitted for Approval | Component | Concrete Round:500mm:121737 | 0 | n/a | n/a | Constraints | n/a | n/a | n/a
Column Location Mark | n/a | 1900-12-31T23:59:59 | Submitted:Submitted for Approval | Component | Concrete Round:500mm:121737 | D-6(-300) | n/a | n/a | Constraints | n/a | n/a
Column Style | n/a | 1900-12-31T23:59:59 | Submitted:Submitted for Approval | Component | Concrete Round:500mm:121737 | Vertical | n/a | n/a | Constraints | n/a | n/a
Moves With Grids | n/a | 1900-12-31T23:59:59 | Submitted:Submitted for Approval | Component | Concrete Round:500mm:121737 | TRUE | n/a | n/a | Constraints | n/a | n/a | n/a
Room Bounding | n/a | 1900-12-31T23:59:59 | Submitted:Submitted for Approval | Component | Concrete Round:500mm:121737 | TRUE | n/a | n/a | Constraints | n/a | n/a | n/a
Top Level | n/a | 1900-12-31T23:59:59 | Submitted:Submitted for Approval | Component | Concrete Round:500mm:121737 | Level: Ground Floor | n/a | n/a | Constraints | n/a | n/a
Top Offset | n/a | 1900-12-31T23:59:59 | Submitted:Submitted for Approval | Component | Concrete Round:500mm:121737 | -200 | n/a | n/a | Constraints | n/a | n/a | n/a
Volume | n/a | 1900-12-31T23:59:59 | Submitted:Submitted for Approval | Component | Concrete Round:500mm:121737 | 0.55762 | n/a | n/a | Dimensions | n/a | n/a | n/a
Structural Material | n/a | 1900-12-31T23:59:59 | Submitted:Submitted for Approval | Component | Concrete Round:500mm:121737 | Concrete - Cast-in-Place Concrete | n/a | n/a | Materials and Finishes | n/a | n/a
Phase Created | n/a | 1900-12-31T23:59:59 | Submitted:Submitted for Approval | Component | Concrete Round:500mm:121737 | New Construction | n/a | n/a | Phasing | n/a | n/a
Enable Analytical Model | n/a | 1900-12-31T23:59:59 | Submitted:Submitted for Approval | Component | Concrete Round:500mm:121737 | TRUE | n/a | n/a | Structural | n/a | n/a | n/a
Rebar Cover - Bottom Face | n/a | 1900-12-31T23:59:59 | Submitted:Submitted for Approval | Component | Concrete Round:500mm:121737 | Rebar Cover Settings: Rebar Cover 1 | n/a | n/a | Structural | n/a | n/a
Rebar Cover - Other Faces | n/a | 1900-12-31T23:59:59 | Submitted:Submitted for Approval | Component | Concrete Round:500mm:121737 | Rebar Cover Settings: Rebar Cover 1 | n/a | n/a | Structural | n/a | n/a
b | n/a | 1900-12-31T23:59:59 | Submitted:Submitted for Approval | Type | 500mm | 500 | n/a | n/a | Dimensions | n/a | n/a | n/a
Assembly Code | n/a | 1900-12-31T23:59:59 | Submitted:Submitted for Approval | Type | 500mm |  | n/a | n/a | Identity Data | n/a | n/a
Assembly Description | n/a | 1900-12-31T23:59:59 | Submitted:Submitted for Approval | Type | 500mm |  | n/a | n/a | Identity Data | n/a | n/a
Keynote | n/a | 1900-12-31T23:59:59 | Submitted:Submitted for Approval | Type | 500mm | E | n/a | n/a | Identity Data | n/a | n/a
OmniClass Number | n/a | 1900-12-31T23:59:59 | Submitted:Submitted for Approval | Type | 500mm |  | n/a | n/a | Identity Data | n/a | n/a
OmniClass Title | n/a | 1900-12-31T23:59:59 | Submitted:Submitted for Approval | Type | 500mm |  | n/a | n/a | Identity Data | n/a | n/a
Reference | n/a | 1900-12-31T23:59:59 | Submitted:Submitted for Approval | Component | Concrete Round:500mm:121752 | 500mm | n/a | n/a | Pset_ColumnCommon | n/a | n/a
LoadBearing | n/a | 1900-12-31T23:59:59 | Submitted:Submitted for Approval | Component | Concrete Round:500mm:121752 | TRUE | n/a | n/a | Pset_ColumnCommon | n/a | n/a | n/a
IsExternal | n/a | 1900-12-31T23:59:59 | Submitted:Submitted for Approval | Component | Concrete Round:500mm:121752 | n/a | n/a | n/a | Pset_ColumnCommon | n/a | n/a | n/a
Base Level | n/a | 1900-12-31T23:59:59 | Submitted:Submitted for Approval | Component | Concrete Round:500mm:121752 | Level: DMD Ref Level | n/a | n/a | Constraints | n/a | n/a
Base Offset | n/a | 1900-12-31T23:59:59 | Submitted:Submitted for Approval | Component | Concrete Round:500mm:121752 | 0 | n/a | n/a | Constraints | n/a | n/a | n/a
Column Location Mark | n/a | 1900-12-31T23:59:59 | Submitted:Submitted for Approval | Component | Concrete Round:500mm:121752 | D-5 | n/a | n/a | Constraints | n/a | n/a
Column Style | n/a | 1900-12-31T23:59:59 | Submitted:Submitted for Approval | Component | Concrete Round:500mm:121752 | Vertical | n/a | n/a | Constraints | n/a | n/a
Moves With Grids | n/a | 1900-12-31T23:59:59 | Submitted:Submitted for Approval | Component | Concrete Round:500mm:121752 | TRUE | n/a | n/a | Constraints | n/a | n/a | n/a
Room Bounding | n/a | 1900-12-31T23:59:59 | Submitted:Submitted for Approval | Component | Concrete Round:500mm:121752 | TRUE | n/a | n/a | Constraints | n/a | n/a | n/a
Top Level | n/a | 1900-12-31T23:59:59 | Submitted:Submitted for Approval | Component | Concrete Round:500mm:121752 | Level: Ground Floor | n/a | n/a | Constraints | n/a | n/a
Top Offset | n/a | 1900-12-31T23:59:59 | Submitted:Submitted for Approval | Component | Concrete Round:500mm:121752 | -200 | n/a | n/a | Constraints | n/a | n/a | n/a
Volume | n/a | 1900-12-31T23:59:59 | Submitted:Submitted for Approval | Component | Concrete Round:500mm:121752 | 0.55762 | n/a | n/a | Dimensions | n/a | n/a | n/a
Structural Material | n/a | 1900-12-31T23:59:59 | Submitted:Submitted for Approval | Component | Concrete Round:500mm:121752 | Concrete - Cast-in-Place Concrete | n/a | n/a | Materials and Finishes | n/a | n/a
Phase Created | n/a | 1900-12-31T23:59:59 | Submitted:Submitted for Approval | Component | Concrete Round:500mm:121752 | New Construction | n/a | n/a | Phasing | n/a | n/a
Enable Analytical Model | n/a | 1900-12-31T23:59:59 | Submitted:Submitted for Approval | Component | Concrete Round:500mm:121752 | TRUE | n/a | n/a | Structural | n/a | n/a | n/a
Rebar Cover - Bottom Face | n/a | 1900-12-31T23:59:59 | Submitted:Submitted for Approval | Component | Concrete Round:500mm:121752 | Rebar Cover Settings: Rebar Cover 1 | n/a | n/a | Structural | n/a | n/a
Rebar Cover - Other Faces | n/a | 1900-12-31T23:59:59 | Submitted:Submitted for Approval | Component | Concrete Round:500mm:121752 | Rebar Cover Settings: Rebar Cover 1 | n/a | n/a | Structural | n/a | n/a
b | n/a | 1900-12-31T23:59:59 | Submitted:Submitted for Approval | Type | 500mm | 500 | n/a | n/a | Dimensions | n/a | n/a | n/a
Assembly Code | n/a | 1900-12-31T23:59:59 | Submitted:Submitted for Approval | Type | 500mm |  | n/a | n/a | Identity Data | n/a | n/a
Assembly Description | n/a | 1900-12-31T23:59:59 | Submitted:Submitted for Approval | Type | 500mm |  | n/a | n/a | Identity Data | n/a | n/a
Keynote | n/a | 1900-12-31T23:59:59 | Submitted:Submitted for Approval | Type | 500mm | E | n/a | n/a | Identity Data | n/a | n/a
OmniClass Number | n/a | 1900-12-31T23:59:59 | Submitted:Submitted for Approval | Type | 500mm |  | n/a | n/a | Identity Data | n/a | n/a
OmniClass Title | n/a | 1900-12-31T23:59:59 | Submitted:Submitted for Approval | Type | 500mm |  | n/a | n/a | Identity Data | n/a | n/a
Reference | n/a | 1900-12-31T23:59:59 | Submitted:Submitted for Approval | Component | Concrete Round:500mm:121767 | 500mm | n/a | n/a | Pset_ColumnCommon | n/a | n/a
LoadBearing | n/a | 1900-12-31T23:59:59 | Submitted:Submitted for Approval | Component | Concrete Round:500mm:121767 | TRUE | n/a | n/a | Pset_ColumnCommon | n/a | n/a | n/a
IsExternal | n/a | 1900-12-31T23:59:59 | Submitted:Submitted for Approval | Component | Concrete Round:500mm:121767 | n/a | n/a | n/a | Pset_ColumnCommon | n/a | n/a | n/a
Base Level | n/a | 1900-12-31T23:59:59 | Submitted:Submitted for Approval | Component | Concrete Round:500mm:121767 | Level: DMD Ref Level | n/a | n/a | Constraints | n/a | n/a
Base Offset | n/a | 1900-12-31T23:59:59 | Submitted:Submitted for Approval | Component | Concrete Round:500mm:121767 | 0 | n/a | n/a | Constraints | n/a | n/a | n/a
Column Location Mark | n/a | 1900-12-31T23:59:59 | Submitted:Submitted for Approval | Component | Concrete Round:500mm:121767 | D-4 | n/a | n/a | Constraints | n/a | n/a
Column Style | n/a | 1900-12-31T23:59:59 | Submitted:Submitted for Approval | Component | Concrete Round:500mm:121767 | Vertical | n/a | n/a | Constraints | n/a | n/a
Moves With Grids | n/a | 1900-12-31T23:59:59 | Submitted:Submitted for Approval | Component | Concrete Round:500mm:121767 | TRUE | n/a | n/a | Constraints | n/a | n/a | n/a
Room Bounding | n/a | 1900-12-31T23:59:59 | Submitted:Submitted for Approval | Component | Concrete Round:500mm:121767 | TRUE | n/a | n/a | Constraints | n/a | n/a | n/a
Top Level | n/a | 1900-12-31T23:59:59 | Submitted:Submitted for Approval | Component | Concrete Round:500mm:121767 | Level: Ground Floor | n/a | n/a | Constraints | n/a | n/a
Top Offset | n/a | 1900-12-31T23:59:59 | Submitted:Submitted for Approval | Component | Concrete Round:500mm:121767 | -200 | n/a | n/a | Constraints | n/a | n/a | n/a
Volume | n/a | 1900-12-31T23:59:59 | Submitted:Submitted for Approval | Component | Concrete Round:500mm:121767 | 0.55762 | n/a | n/a | Dimensions | n/a | n/a | n/a
Structural Material | n/a | 1900-12-31T23:59:59 | Submitted:Submitted for Approval | Component | Concrete Round:500mm:121767 | Concrete - Cast-in-Place Concrete | n/a | n/a | Materials and Finishes | n/a | n/a
Phase Created | n/a | 1900-12-31T23:59:59 | Submitted:Submitted for Approval | Component | Concrete Round:500mm:121767 | New Construction | n/a | n/a | Phasing | n/a | n/a
Enable Analytical Model | n/a | 1900-12-31T23:59:59 | Submitted:Submitted for Approval | Component | Concrete Round:500mm:121767 | TRUE | n/a | n/a | Structural | n/a | n/a | n/a
Rebar Cover - Bottom Face | n/a | 1900-12-31T23:59:59 | Submitted:Submitted for Approval | Component | Concrete Round:500mm:121767 | Rebar Cover Settings: Rebar Cover 1 | n/a | n/a | Structural | n/a | n/a
Rebar Cover - Other Faces | n/a | 1900-12-31T23:59:59 | Submitted:Submitted for Approval | Component | Concrete Round:500mm:121767 | Rebar Cover Settings: Rebar Cover 1 | n/a | n/a | Structural | n/a | n/a
b | n/a | 1900-12-31T23:59:59 | Submitted:Submitted for Approval | Type | 500mm | 500 | n/a | n/a | Dimensions | n/a | n/a | n/a
Assembly Code | n/a | 1900-12-31T23:59:59 | Submitted:Submitted for Approval | Type | 500mm |  | n/a | n/a | Identity Data | n/a | n/a
Assembly Description | n/a | 1900-12-31T23:59:59 | Submitted:Submitted for Approval | Type | 500mm |  | n/a | n/a | Identity Data | n/a | n/a
Keynote | n/a | 1900-12-31T23:59:59 | Submitted:Submitted for Approval | Type | 500mm | E | n/a | n/a | Identity Data | n/a | n/a
OmniClass Number | n/a | 1900-12-31T23:59:59 | Submitted:Submitted for Approval | Type | 500mm |  | n/a | n/a | Identity Data | n/a | n/a
OmniClass Title | n/a | 1900-12-31T23:59:59 | Submitted:Submitted for Approval | Type | 500mm |  | n/a | n/a | Identity Data | n/a | n/a
Reference | n/a | 1900-12-31T23:59:59 | Submitted:Submitted for Approval | Component | Concrete Round:500mm:121782 | 500mm | n/a | n/a | Pset_ColumnCommon | n/a | n/a
LoadBearing | n/a | 1900-12-31T23:59:59 | Submitted:Submitted for Approval | Component | Concrete Round:500mm:121782 | TRUE | n/a | n/a | Pset_ColumnCommon | n/a | n/a | n/a
IsExternal | n/a | 1900-12-31T23:59:59 | Submitted:Submitted for Approval | Component | Concrete Round:500mm:121782 | n/a | n/a | n/a | Pset_ColumnCommon | n/a | n/a | n/a
Base Level | n/a | 1900-12-31T23:59:59 | Submitted:Submitted for Approval | Component | Concrete Round:500mm:121782 | Level: DMD Ref Level | n/a | n/a | Constraints | n/a | n/a
Base Offset | n/a | 1900-12-31T23:59:59 | Submitted:Submitted for Approval | Component | Concrete Round:500mm:121782 | 0 | n/a | n/a | Constraints | n/a | n/a | n/a
Column Location Mark | n/a | 1900-12-31T23:59:59 | Submitted:Submitted for Approval | Component | Concrete Round:500mm:121782 | D-3 | n/a | n/a | Constraints | n/a | n/a
Column Style | n/a | 1900-12-31T23:59:59 | Submitted:Submitted for Approval | Component | Concrete Round:500mm:121782 | Vertical | n/a | n/a | Constraints | n/a | n/a
Moves With Grids | n/a | 1900-12-31T23:59:59 | Submitted:Submitted for Approval | Component | Concrete Round:500mm:121782 | TRUE | n/a | n/a | Constraints | n/a | n/a | n/a
Room Bounding | n/a | 1900-12-31T23:59:59 | Submitted:Submitted for Approval | Component | Concrete Round:500mm:121782 | TRUE | n/a | n/a | Constraints | n/a | n/a | n/a
Top Level | n/a | 1900-12-31T23:59:59 | Submitted:Submitted for Approval | Component | Concrete Round:500mm:121782 | Level: Ground Floor | n/a | n/a | Constraints | n/a | n/a
Top Offset | n/a | 1900-12-31T23:59:59 | Submitted:Submitted for Approval | Component | Concrete Round:500mm:121782 | -200 | n/a | n/a | Constraints | n/a | n/a | n/a
Volume | n/a | 1900-12-31T23:59:59 | Submitted:Submitted for Approval | Component | Concrete Round:500mm:121782 | 0.55762 | n/a | n/a | Dimensions | n/a | n/a | n/a
Structural Material | n/a | 1900-12-31T23:59:59 | Submitted:Submitted for Approval | Component | Concrete Round:500mm:121782 | Concrete - Cast-in-Place Concrete | n/a | n/a | Materials and Finishes | n/a | n/a
Phase Created | n/a | 1900-12-31T23:59:59 | Submitted:Submitted for Approval | Component | Concrete Round:500mm:121782 | New Construction | n/a | n/a | Phasing | n/a | n/a
Enable Analytical Model | n/a | 1900-12-31T23:59:59 | Submitted:Submitted for Approval | Component | Concrete Round:500mm:121782 | TRUE | n/a | n/a | Structural | n/a | n/a | n/a
Rebar Cover - Bottom Face | n/a | 1900-12-31T23:59:59 | Submitted:Submitted for Approval | Component | Concrete Round:500mm:121782 | Rebar Cover Settings: Rebar Cover 1 | n/a | n/a | Structural | n/a | n/a
Rebar Cover - Other Faces | n/a | 1900-12-31T23:59:59 | Submitted:Submitted for Approval | Component | Concrete Round:500mm:121782 | Rebar Cover Settings: Rebar Cover 1 | n/a | n/a | Structural | n/a | n/a
b | n/a | 1900-12-31T23:59:59 | Submitted:Submitted for Approval | Type | 500mm | 500 | n/a | n/a | Dimensions | n/a | n/a | n/a
Assembly Code | n/a | 1900-12-31T23:59:59 | Submitted:Submitted for Approval | Type | 500mm |  | n/a | n/a | Identity Data | n/a | n/a
Assembly Description | n/a | 1900-12-31T23:59:59 | Submitted:Submitted for Approval | Type | 500mm |  | n/a | n/a | Identity Data | n/a | n/a
Keynote | n/a | 1900-12-31T23:59:59 | Submitted:Submitted for Approval | Type | 500mm | E | n/a | n/a | Identity Data | n/a | n/a
OmniClass Number | n/a | 1900-12-31T23:59:59 | Submitted:Submitted for Approval | Type | 500mm |  | n/a | n/a | Identity Data | n/a | n/a
OmniClass Title | n/a | 1900-12-31T23:59:59 | Submitted:Submitted for Approval | Type | 500mm |  | n/a | n/a | Identity Data | n/a | n/a
Reference | n/a | 1900-12-31T23:59:59 | Submitted:Submitted for Approval | Component | Concrete Round:500mm:121797 | 500mm | n/a | n/a | Pset_ColumnCommon | n/a | n/a
LoadBearing | n/a | 1900-12-31T23:59:59 | Submitted:Submitted for Approval | Component | Concrete Round:500mm:121797 | TRUE | n/a | n/a | Pset_ColumnCommon | n/a | n/a | n/a
IsExternal | n/a | 1900-12-31T23:59:59 | Submitted:Submitted for Approval | Component | Concrete Round:500mm:121797 | n/a | n/a | n/a | Pset_ColumnCommon | n/a | n/a | n/a
Base Level | n/a | 1900-12-31T23:59:59 | Submitted:Submitted for Approval | Component | Concrete Round:500mm:121797 | Level: DMD Ref Level | n/a | n/a | Constraints | n/a | n/a
Base Offset | n/a | 1900-12-31T23:59:59 | Submitted:Submitted for Approval | Component | Concrete Round:500mm:121797 | 0 | n/a | n/a | Constraints | n/a | n/a | n/a
Column Location Mark | n/a | 1900-12-31T23:59:59 | Submitted:Submitted for Approval | Component | Concrete Round:500mm:121797 | D-2 | n/a | n/a | Constraints | n/a | n/a
Column Style | n/a | 1900-12-31T23:59:59 | Submitted:Submitted for Approval | Component | Concrete Round:500mm:121797 | Vertical | n/a | n/a | Constraints | n/a | n/a
Moves With Grids | n/a | 1900-12-31T23:59:59 | Submitted:Submitted for Approval | Component | Concrete Round:500mm:121797 | TRUE | n/a | n/a | Constraints | n/a | n/a | n/a
Room Bounding | n/a | 1900-12-31T23:59:59 | Submitted:Submitted for Approval | Component | Concrete Round:500mm:121797 | TRUE | n/a | n/a | Constraints | n/a | n/a | n/a
Top Level | n/a | 1900-12-31T23:59:59 | Submitted:Submitted for Approval | Component | Concrete Round:500mm:121797 | Level: Ground Floor | n/a | n/a | Constraints | n/a | n/a
Top Offset | n/a | 1900-12-31T23:59:59 | Submitted:Submitted for Approval | Component | Concrete Round:500mm:121797 | -200 | n/a | n/a | Constraints | n/a | n/a | n/a
Volume | n/a | 1900-12-31T23:59:59 | Submitted:Submitted for Approval | Component | Concrete Round:500mm:121797 | 0.55762 | n/a | n/a | Dimensions | n/a | n/a | n/a
Structural Material | n/a | 1900-12-31T23:59:59 | Submitted:Submitted for Approval | Component | Concrete Round:500mm:121797 | Concrete - Cast-in-Place Concrete | n/a | n/a | Materials and Finishes | n/a | n/a
Phase Created | n/a | 1900-12-31T23:59:59 | Submitted:Submitted for Approval | Component | Concrete Round:500mm:121797 | New Construction | n/a | n/a | Phasing | n/a | n/a
Enable Analytical Model | n/a | 1900-12-31T23:59:59 | Submitted:Submitted for Approval | Component | Concrete Round:500mm:121797 | TRUE | n/a | n/a | Structural | n/a | n/a | n/a
Rebar Cover - Bottom Face | n/a | 1900-12-31T23:59:59 | Submitted:Submitted for Approval | Component | Concrete Round:500mm:121797 | Rebar Cover Settings: Rebar Cover 1 | n/a | n/a | Structural | n/a | n/a
Rebar Cover - Other Faces | n/a | 1900-12-31T23:59:59 | Submitted:Submitted for Approval | Component | Concrete Round:500mm:121797 | Rebar Cover Settings: Rebar Cover 1 | n/a | n/a | Structural | n/a | n/a
b | n/a | 1900-12-31T23:59:59 | Submitted:Submitted for Approval | Type | 500mm | 500 | n/a | n/a | Dimensions | n/a | n/a | n/a
Assembly Code | n/a | 1900-12-31T23:59:59 | Submitted:Submitted for Approval | Type | 500mm |  | n/a | n/a | Identity Data | n/a | n/a
Assembly Description | n/a | 1900-12-31T23:59:59 | Submitted:Submitted for Approval | Type | 500mm |  | n/a | n/a | Identity Data | n/a | n/a
Keynote | n/a | 1900-12-31T23:59:59 | Submitted:Submitted for Approval | Type | 500mm | E | n/a | n/a | Identity Data | n/a | n/a
OmniClass Number | n/a | 1900-12-31T23:59:59 | Submitted:Submitted for Approval | Type | 500mm |  | n/a | n/a | Identity Data | n/a | n/a
OmniClass Title | n/a | 1900-12-31T23:59:59 | Submitted:Submitted for Approval | Type | 500mm |  | n/a | n/a | Identity Data | n/a | n/a
Reference | n/a | 1900-12-31T23:59:59 | Submitted:Submitted for Approval | Component | Concrete Round:500mm:121812 | 500mm | n/a | n/a | Pset_ColumnCommon | n/a | n/a
LoadBearing | n/a | 1900-12-31T23:59:59 | Submitted:Submitted for Approval | Component | Concrete Round:500mm:121812 | TRUE | n/a | n/a | Pset_ColumnCommon | n/a | n/a | n/a
IsExternal | n/a | 1900-12-31T23:59:59 | Submitted:Submitted for Approval | Component | Concrete Round:500mm:121812 | n/a | n/a | n/a | Pset_ColumnCommon | n/a | n/a | n/a
Base Level | n/a | 1900-12-31T23:59:59 | Submitted:Submitted for Approval | Component | Concrete Round:500mm:121812 | Level: DMD Ref Level | n/a | n/a | Constraints | n/a | n/a
Base Offset | n/a | 1900-12-31T23:59:59 | Submitted:Submitted for Approval | Component | Concrete Round:500mm:121812 | 0 | n/a | n/a | Constraints | n/a | n/a | n/a
Column Location Mark | n/a | 1900-12-31T23:59:59 | Submitted:Submitted for Approval | Component | Concrete Round:500mm:121812 | D-1(300) | n/a | n/a | Constraints | n/a | n/a
Column Style | n/a | 1900-12-31T23:59:59 | Submitted:Submitted for Approval | Component | Concrete Round:500mm:121812 | Vertical | n/a | n/a | Constraints | n/a | n/a
Moves With Grids | n/a | 1900-12-31T23:59:59 | Submitted:Submitted for Approval | Component | Concrete Round:500mm:121812 | TRUE | n/a | n/a | Constraints | n/a | n/a | n/a
Room Bounding | n/a | 1900-12-31T23:59:59 | Submitted:Submitted for Approval | Component | Concrete Round:500mm:121812 | TRUE | n/a | n/a | Constraints | n/a | n/a | n/a
Top Level | n/a | 1900-12-31T23:59:59 | Submitted:Submitted for Approval | Component | Concrete Round:500mm:121812 | Level: Ground Floor | n/a | n/a | Constraints | n/a | n/a
Top Offset | n/a | 1900-12-31T23:59:59 | Submitted:Submitted for Approval | Component | Concrete Round:500mm:121812 | -200 | n/a | n/a | Constraints | n/a | n/a | n/a
Volume | n/a | 1900-12-31T23:59:59 | Submitted:Submitted for Approval | Component | Concrete Round:500mm:121812 | 0.55762 | n/a | n/a | Dimensions | n/a | n/a | n/a
Structural Material | n/a | 1900-12-31T23:59:59 | Submitted:Submitted for Approval | Component | Concrete Round:500mm:121812 | Concrete - Cast-in-Place Concrete | n/a | n/a | Materials and Finishes | n/a | n/a
Phase Created | n/a | 1900-12-31T23:59:59 | Submitted:Submitted for Approval | Component | Concrete Round:500mm:121812 | New Construction | n/a | n/a | Phasing | n/a | n/a
Enable Analytical Model | n/a | 1900-12-31T23:59:59 | Submitted:Submitted for Approval | Component | Concrete Round:500mm:121812 | TRUE | n/a | n/a | Structural | n/a | n/a | n/a
Rebar Cover - Bottom Face | n/a | 1900-12-31T23:59:59 | Submitted:Submitted for Approval | Component | Concrete Round:500mm:121812 | Rebar Cover Settings: Rebar Cover 1 | n/a | n/a | Structural | n/a | n/a
Rebar Cover - Other Faces | n/a | 1900-12-31T23:59:59 | Submitted:Submitted for Approval | Component | Concrete Round:500mm:121812 | Rebar Cover Settings: Rebar Cover 1 | n/a | n/a | Structural | n/a | n/a
b | n/a | 1900-12-31T23:59:59 | Submitted:Submitted for Approval | Type | 500mm | 500 | n/a | n/a | Dimensions | n/a | n/a | n/a
Assembly Code | n/a | 1900-12-31T23:59:59 | Submitted:Submitted for Approval | Type | 500mm |  | n/a | n/a | Identity Data | n/a | n/a
Assembly Description | n/a | 1900-12-31T23:59:59 | Submitted:Submitted for Approval | Type | 500mm |  | n/a | n/a | Identity Data | n/a | n/a
Keynote | n/a | 1900-12-31T23:59:59 | Submitted:Submitted for Approval | Type | 500mm | E | n/a | n/a | Identity Data | n/a | n/a
OmniClass Number | n/a | 1900-12-31T23:59:59 | Submitted:Submitted for Approval | Type | 500mm |  | n/a | n/a | Identity Data | n/a | n/a
OmniClass Title | n/a | 1900-12-31T23:59:59 | Submitted:Submitted for Approval | Type | 500mm |  | n/a | n/a | Identity Data | n/a | n/a
Reference | n/a | 1900-12-31T23:59:59 | Submitted:Submitted for Approval | Component | Concrete Round:500mm:121827 | 500mm | n/a | n/a | Pset_ColumnCommon | n/a | n/a
LoadBearing | n/a | 1900-12-31T23:59:59 | Submitted:Submitted for Approval | Component | Concrete Round:500mm:121827 | TRUE | n/a | n/a | Pset_ColumnCommon | n/a | n/a | n/a
IsExternal | n/a | 1900-12-31T23:59:59 | Submitted:Submitted for Approval | Component | Concrete Round:500mm:121827 | n/a | n/a | n/a | Pset_ColumnCommon | n/a | n/a | n/a
Base Level | n/a | 1900-12-31T23:59:59 | Submitted:Submitted for Approval | Component | Concrete Round:500mm:121827 | Level: DMD Ref Level | n/a | n/a | Constraints | n/a | n/a
Base Offset | n/a | 1900-12-31T23:59:59 | Submitted:Submitted for Approval | Component | Concrete Round:500mm:121827 | 0 | n/a | n/a | Constraints | n/a | n/a | n/a
Column Location Mark | n/a | 1900-12-31T23:59:59 | Submitted:Submitted for Approval | Component | Concrete Round:500mm:121827 | F-1(300) | n/a | n/a | Constraints | n/a | n/a
Column Style | n/a | 1900-12-31T23:59:59 | Submitted:Submitted for Approval | Component | Concrete Round:500mm:121827 | Vertical | n/a | n/a | Constraints | n/a | n/a
Moves With Grids | n/a | 1900-12-31T23:59:59 | Submitted:Submitted for Approval | Component | Concrete Round:500mm:121827 | TRUE | n/a | n/a | Constraints | n/a | n/a | n/a
Room Bounding | n/a | 1900-12-31T23:59:59 | Submitted:Submitted for Approval | Component | Concrete Round:500mm:121827 | TRUE | n/a | n/a | Constraints | n/a | n/a | n/a
Top Level | n/a | 1900-12-31T23:59:59 | Submitted:Submitted for Approval | Component | Concrete Round:500mm:121827 | Level: Ground Floor | n/a | n/a | Constraints | n/a | n/a
Top Offset | n/a | 1900-12-31T23:59:59 | Submitted:Submitted for Approval | Component | Concrete Round:500mm:121827 | -200 | n/a | n/a | Constraints | n/a | n/a | n/a
Volume | n/a | 1900-12-31T23:59:59 | Submitted:Submitted for Approval | Component | Concrete Round:500mm:121827 | 0.55762 | n/a | n/a | Dimensions | n/a | n/a | n/a
Structural Material | n/a | 1900-12-31T23:59:59 | Submitted:Submitted for Approval | Component | Concrete Round:500mm:121827 | Concrete - Cast-in-Place Concrete | n/a | n/a | Materials and Finishes | n/a | n/a
Phase Created | n/a | 1900-12-31T23:59:59 | Submitted:Submitted for Approval | Component | Concrete Round:500mm:121827 | New Construction | n/a | n/a | Phasing | n/a | n/a
Enable Analytical Model | n/a | 1900-12-31T23:59:59 | Submitted:Submitted for Approval | Component | Concrete Round:500mm:121827 | TRUE | n/a | n/a | Structural | n/a | n/a | n/a
Rebar Cover - Bottom Face | n/a | 1900-12-31T23:59:59 | Submitted:Submitted for Approval | Component | Concrete Round:500mm:121827 | Rebar Cover Settings: Rebar Cover 1 | n/a | n/a | Structural | n/a | n/a
Rebar Cover - Other Faces | n/a | 1900-12-31T23:59:59 | Submitted:Submitted for Approval | Component | Concrete Round:500mm:121827 | Rebar Cover Settings: Rebar Cover 1 | n/a | n/a | Structural | n/a | n/a
b | n/a | 1900-12-31T23:59:59 | Submitted:Submitted for Approval | Type | 500mm | 500 | n/a | n/a | Dimensions | n/a | n/a | n/a
Assembly Code | n/a | 1900-12-31T23:59:59 | Submitted:Submitted for Approval | Type | 500mm |  | n/a | n/a | Identity Data | n/a | n/a
Assembly Description | n/a | 1900-12-31T23:59:59 | Submitted:Submitted for Approval | Type | 500mm |  | n/a | n/a | Identity Data | n/a | n/a
Keynote | n/a | 1900-12-31T23:59:59 | Submitted:Submitted for Approval | Type | 500mm | E | n/a | n/a | Identity Data | n/a | n/a
OmniClass Number | n/a | 1900-12-31T23:59:59 | Submitted:Submitted for Approval | Type | 500mm |  | n/a | n/a | Identity Data | n/a | n/a
OmniClass Title | n/a | 1900-12-31T23:59:59 | Submitted:Submitted for Approval | Type | 500mm |  | n/a | n/a | Identity Data | n/a | n/a
Reference | n/a | 1900-12-31T23:59:59 | Submitted:Submitted for Approval | Component | Concrete Round:500mm:121844 | 500mm | n/a | n/a | Pset_ColumnCommon | n/a | n/a
LoadBearing | n/a | 1900-12-31T23:59:59 | Submitted:Submitted for Approval | Component | Concrete Round:500mm:121844 | TRUE | n/a | n/a | Pset_ColumnCommon | n/a | n/a | n/a
IsExternal | n/a | 1900-12-31T23:59:59 | Submitted:Submitted for Approval | Component | Concrete Round:500mm:121844 | n/a | n/a | n/a | Pset_ColumnCommon | n/a | n/a | n/a
Base Level | n/a | 1900-12-31T23:59:59 | Submitted:Submitted for Approval | Component | Concrete Round:500mm:121844 | Level: DMD Ref Level | n/a | n/a | Constraints | n/a | n/a
Base Offset | n/a | 1900-12-31T23:59:59 | Submitted:Submitted for Approval | Component | Concrete Round:500mm:121844 | 0 | n/a | n/a | Constraints | n/a | n/a | n/a
Column Location Mark | n/a | 1900-12-31T23:59:59 | Submitted:Submitted for Approval | Component | Concrete Round:500mm:121844 | F-2 | n/a | n/a | Constraints | n/a | n/a
Column Style | n/a | 1900-12-31T23:59:59 | Submitted:Submitted for Approval | Component | Concrete Round:500mm:121844 | Vertical | n/a | n/a | Constraints | n/a | n/a
Moves With Grids | n/a | 1900-12-31T23:59:59 | Submitted:Submitted for Approval | Component | Concrete Round:500mm:121844 | TRUE | n/a | n/a | Constraints | n/a | n/a | n/a
Room Bounding | n/a | 1900-12-31T23:59:59 | Submitted:Submitted for Approval | Component | Concrete Round:500mm:121844 | TRUE | n/a | n/a | Constraints | n/a | n/a | n/a
Top Level | n/a | 1900-12-31T23:59:59 | Submitted:Submitted for Approval | Component | Concrete Round:500mm:121844 | Level: Ground Floor | n/a | n/a | Constraints | n/a | n/a
Top Offset | n/a | 1900-12-31T23:59:59 | Submitted:Submitted for Approval | Component | Concrete Round:500mm:121844 | -200 | n/a | n/a | Constraints | n/a | n/a | n/a
Volume | n/a | 1900-12-31T23:59:59 | Submitted:Submitted for Approval | Component | Concrete Round:500mm:121844 | 0.55762 | n/a | n/a | Dimensions | n/a | n/a | n/a
Structural Material | n/a | 1900-12-31T23:59:59 | Submitted:Submitted for Approval | Component | Concrete Round:500mm:121844 | Concrete - Cast-in-Place Concrete | n/a | n/a | Materials and Finishes | n/a | n/a
Phase Created | n/a | 1900-12-31T23:59:59 | Submitted:Submitted for Approval | Component | Concrete Round:500mm:121844 | New Construction | n/a | n/a | Phasing | n/a | n/a
Enable Analytical Model | n/a | 1900-12-31T23:59:59 | Submitted:Submitted for Approval | Component | Concrete Round:500mm:121844 | TRUE | n/a | n/a | Structural | n/a | n/a | n/a
Rebar Cover - Bottom Face | n/a | 1900-12-31T23:59:59 | Submitted:Submitted for Approval | Component | Concrete Round:500mm:121844 | Rebar Cover Settings: Rebar Cover 1 | n/a | n/a | Structural | n/a | n/a
Rebar Cover - Other Faces | n/a | 1900-12-31T23:59:59 | Submitted:Submitted for Approval | Component | Concrete Round:500mm:121844 | Rebar Cover Settings: Rebar Cover 1 | n/a | n/a | Structural | n/a | n/a
b | n/a | 1900-12-31T23:59:59 | Submitted:Submitted for Approval | Type | 500mm | 500 | n/a | n/a | Dimensions | n/a | n/a | n/a
Assembly Code | n/a | 1900-12-31T23:59:59 | Submitted:Submitted for Approval | Type | 500mm |  | n/a | n/a | Identity Data | n/a | n/a
Assembly Description | n/a | 1900-12-31T23:59:59 | Submitted:Submitted for Approval | Type | 500mm |  | n/a | n/a | Identity Data | n/a | n/a
Keynote | n/a | 1900-12-31T23:59:59 | Submitted:Submitted for Approval | Type | 500mm | E | n/a | n/a | Identity Data | n/a | n/a
OmniClass Number | n/a | 1900-12-31T23:59:59 | Submitted:Submitted for Approval | Type | 500mm |  | n/a | n/a | Identity Data | n/a | n/a
OmniClass Title | n/a | 1900-12-31T23:59:59 | Submitted:Submitted for Approval | Type | 500mm |  | n/a | n/a | Identity Data | n/a | n/a
Reference | n/a | 1900-12-31T23:59:59 | Submitted:Submitted for Approval | Component | Concrete Round:500mm:121861 | 500mm | n/a | n/a | Pset_ColumnCommon | n/a | n/a
LoadBearing | n/a | 1900-12-31T23:59:59 | Submitted:Submitted for Approval | Component | Concrete Round:500mm:121861 | TRUE | n/a | n/a | Pset_ColumnCommon | n/a | n/a | n/a
IsExternal | n/a | 1900-12-31T23:59:59 | Submitted:Submitted for Approval | Component | Concrete Round:500mm:121861 | n/a | n/a | n/a | Pset_ColumnCommon | n/a | n/a | n/a
Base Level | n/a | 1900-12-31T23:59:59 | Submitted:Submitted for Approval | Component | Concrete Round:500mm:121861 | Level: DMD Ref Level | n/a | n/a | Constraints | n/a | n/a
Base Offset | n/a | 1900-12-31T23:59:59 | Submitted:Submitted for Approval | Component | Concrete Round:500mm:121861 | 0 | n/a | n/a | Constraints | n/a | n/a | n/a
Column Location Mark | n/a | 1900-12-31T23:59:59 | Submitted:Submitted for Approval | Component | Concrete Round:500mm:121861 | F-3 | n/a | n/a | Constraints | n/a | n/a
Column Style | n/a | 1900-12-31T23:59:59 | Submitted:Submitted for Approval | Component | Concrete Round:500mm:121861 | Vertical | n/a | n/a | Constraints | n/a | n/a
Moves With Grids | n/a | 1900-12-31T23:59:59 | Submitted:Submitted for Approval | Component | Concrete Round:500mm:121861 | TRUE | n/a | n/a | Constraints | n/a | n/a | n/a
Room Bounding | n/a | 1900-12-31T23:59:59 | Submitted:Submitted for Approval | Component | Concrete Round:500mm:121861 | TRUE | n/a | n/a | Constraints | n/a | n/a | n/a
Top Level | n/a | 1900-12-31T23:59:59 | Submitted:Submitted for Approval | Component | Concrete Round:500mm:121861 | Level: Ground Floor | n/a | n/a | Constraints | n/a | n/a
Top Offset | n/a | 1900-12-31T23:59:59 | Submitted:Submitted for Approval | Component | Concrete Round:500mm:121861 | -200 | n/a | n/a | Constraints | n/a | n/a | n/a
Volume | n/a | 1900-12-31T23:59:59 | Submitted:Submitted for Approval | Component | Concrete Round:500mm:121861 | 0.55762 | n/a | n/a | Dimensions | n/a | n/a | n/a
Structural Material | n/a | 1900-12-31T23:59:59 | Submitted:Submitted for Approval | Component | Concrete Round:500mm:121861 | Concrete - Cast-in-Place Concrete | n/a | n/a | Materials and Finishes | n/a | n/a
Phase Created | n/a | 1900-12-31T23:59:59 | Submitted:Submitted for Approval | Component | Concrete Round:500mm:121861 | New Construction | n/a | n/a | Phasing | n/a | n/a
Enable Analytical Model | n/a | 1900-12-31T23:59:59 | Submitted:Submitted for Approval | Component | Concrete Round:500mm:121861 | TRUE | n/a | n/a | Structural | n/a | n/a | n/a
Rebar Cover - Bottom Face | n/a | 1900-12-31T23:59:59 | Submitted:Submitted for Approval | Component | Concrete Round:500mm:121861 | Rebar Cover Settings: Rebar Cover 1 | n/a | n/a | Structural | n/a | n/a
Rebar Cover - Other Faces | n/a | 1900-12-31T23:59:59 | Submitted:Submitted for Approval | Component | Concrete Round:500mm:121861 | Rebar Cover Settings: Rebar Cover 1 | n/a | n/a | Structural | n/a | n/a
b | n/a | 1900-12-31T23:59:59 | Submitted:Submitted for Approval | Type | 500mm | 500 | n/a | n/a | Dimensions | n/a | n/a | n/a
Assembly Code | n/a | 1900-12-31T23:59:59 | Submitted:Submitted for Approval | Type | 500mm |  | n/a | n/a | Identity Data | n/a | n/a
Assembly Description | n/a | 1900-12-31T23:59:59 | Submitted:Submitted for Approval | Type | 500mm |  | n/a | n/a | Identity Data | n/a | n/a
Keynote | n/a | 1900-12-31T23:59:59 | Submitted:Submitted for Approval | Type | 500mm | E | n/a | n/a | Identity Data | n/a | n/a
OmniClass Number | n/a | 1900-12-31T23:59:59 | Submitted:Submitted for Approval | Type | 500mm |  | n/a | n/a | Identity Data | n/a | n/a
OmniClass Title | n/a | 1900-12-31T23:59:59 | Submitted:Submitted for Approval | Type | 500mm |  | n/a | n/a | Identity Data | n/a | n/a
Reference | n/a | 1900-12-31T23:59:59 | Submitted:Submitted for Approval | Component | Concrete Round:500mm:121878 | 500mm | n/a | n/a | Pset_ColumnCommon | n/a | n/a
LoadBearing | n/a | 1900-12-31T23:59:59 | Submitted:Submitted for Approval | Component | Concrete Round:500mm:121878 | TRUE | n/a | n/a | Pset_ColumnCommon | n/a | n/a | n/a
IsExternal | n/a | 1900-12-31T23:59:59 | Submitted:Submitted for Approval | Component | Concrete Round:500mm:121878 | n/a | n/a | n/a | Pset_ColumnCommon | n/a | n/a | n/a
Base Level | n/a | 1900-12-31T23:59:59 | Submitted:Submitted for Approval | Component | Concrete Round:500mm:121878 | Level: DMD Ref Level | n/a | n/a | Constraints | n/a | n/a
Base Offset | n/a | 1900-12-31T23:59:59 | Submitted:Submitted for Approval | Component | Concrete Round:500mm:121878 | 0 | n/a | n/a | Constraints | n/a | n/a | n/a
Column Location Mark | n/a | 1900-12-31T23:59:59 | Submitted:Submitted for Approval | Component | Concrete Round:500mm:121878 | F-4 | n/a | n/a | Constraints | n/a | n/a
Column Style | n/a | 1900-12-31T23:59:59 | Submitted:Submitted for Approval | Component | Concrete Round:500mm:121878 | Vertical | n/a | n/a | Constraints | n/a | n/a
Moves With Grids | n/a | 1900-12-31T23:59:59 | Submitted:Submitted for Approval | Component | Concrete Round:500mm:121878 | TRUE | n/a | n/a | Constraints | n/a | n/a | n/a
Room Bounding | n/a | 1900-12-31T23:59:59 | Submitted:Submitted for Approval | Component | Concrete Round:500mm:121878 | TRUE | n/a | n/a | Constraints | n/a | n/a | n/a
Top Level | n/a | 1900-12-31T23:59:59 | Submitted:Submitted for Approval | Component | Concrete Round:500mm:121878 | Level: Ground Floor | n/a | n/a | Constraints | n/a | n/a
Top Offset | n/a | 1900-12-31T23:59:59 | Submitted:Submitted for Approval | Component | Concrete Round:500mm:121878 | -200 | n/a | n/a | Constraints | n/a | n/a | n/a
Volume | n/a | 1900-12-31T23:59:59 | Submitted:Submitted for Approval | Component | Concrete Round:500mm:121878 | 0.55762 | n/a | n/a | Dimensions | n/a | n/a | n/a
Structural Material | n/a | 1900-12-31T23:59:59 | Submitted:Submitted for Approval | Component | Concrete Round:500mm:121878 | Concrete - Cast-in-Place Concrete | n/a | n/a | Materials and Finishes | n/a | n/a
Phase Created | n/a | 1900-12-31T23:59:59 | Submitted:Submitted for Approval | Component | Concrete Round:500mm:121878 | New Construction | n/a | n/a | Phasing | n/a | n/a
Enable Analytical Model | n/a | 1900-12-31T23:59:59 | Submitted:Submitted for Approval | Component | Concrete Round:500mm:121878 | TRUE | n/a | n/a | Structural | n/a | n/a | n/a
Rebar Cover - Bottom Face | n/a | 1900-12-31T23:59:59 | Submitted:Submitted for Approval | Component | Concrete Round:500mm:121878 | Rebar Cover Settings: Rebar Cover 1 | n/a | n/a | Structural | n/a | n/a
Rebar Cover - Other Faces | n/a | 1900-12-31T23:59:59 | Submitted:Submitted for Approval | Component | Concrete Round:500mm:121878 | Rebar Cover Settings: Rebar Cover 1 | n/a | n/a | Structural | n/a | n/a
b | n/a | 1900-12-31T23:59:59 | Submitted:Submitted for Approval | Type | 500mm | 500 | n/a | n/a | Dimensions | n/a | n/a | n/a
Assembly Code | n/a | 1900-12-31T23:59:59 | Submitted:Submitted for Approval | Type | 500mm |  | n/a | n/a | Identity Data | n/a | n/a
Assembly Description | n/a | 1900-12-31T23:59:59 | Submitted:Submitted for Approval | Type | 500mm |  | n/a | n/a | Identity Data | n/a | n/a
Keynote | n/a | 1900-12-31T23:59:59 | Submitted:Submitted for Approval | Type | 500mm | E | n/a | n/a | Identity Data | n/a | n/a
OmniClass Number | n/a | 1900-12-31T23:59:59 | Submitted:Submitted for Approval | Type | 500mm |  | n/a | n/a | Identity Data | n/a | n/a
OmniClass Title | n/a | 1900-12-31T23:59:59 | Submitted:Submitted for Approval | Type | 500mm |  | n/a | n/a | Identity Data | n/a | n/a
Reference | n/a | 1900-12-31T23:59:59 | Submitted:Submitted for Approval | Component | Concrete Round:500mm:121893 | 500mm | n/a | n/a | Pset_ColumnCommon | n/a | n/a
LoadBearing | n/a | 1900-12-31T23:59:59 | Submitted:Submitted for Approval | Component | Concrete Round:500mm:121893 | TRUE | n/a | n/a | Pset_ColumnCommon | n/a | n/a | n/a
IsExternal | n/a | 1900-12-31T23:59:59 | Submitted:Submitted for Approval | Component | Concrete Round:500mm:121893 | n/a | n/a | n/a | Pset_ColumnCommon | n/a | n/a | n/a
Base Level | n/a | 1900-12-31T23:59:59 | Submitted:Submitted for Approval | Component | Concrete Round:500mm:121893 | Level: DMD Ref Level | n/a | n/a | Constraints | n/a | n/a
Base Offset | n/a | 1900-12-31T23:59:59 | Submitted:Submitted for Approval | Component | Concrete Round:500mm:121893 | 0 | n/a | n/a | Constraints | n/a | n/a | n/a
Column Location Mark | n/a | 1900-12-31T23:59:59 | Submitted:Submitted for Approval | Component | Concrete Round:500mm:121893 | F-5 | n/a | n/a | Constraints | n/a | n/a
Column Style | n/a | 1900-12-31T23:59:59 | Submitted:Submitted for Approval | Component | Concrete Round:500mm:121893 | Vertical | n/a | n/a | Constraints | n/a | n/a
Moves With Grids | n/a | 1900-12-31T23:59:59 | Submitted:Submitted for Approval | Component | Concrete Round:500mm:121893 | TRUE | n/a | n/a | Constraints | n/a | n/a | n/a
Room Bounding | n/a | 1900-12-31T23:59:59 | Submitted:Submitted for Approval | Component | Concrete Round:500mm:121893 | TRUE | n/a | n/a | Constraints | n/a | n/a | n/a
Top Level | n/a | 1900-12-31T23:59:59 | Submitted:Submitted for Approval | Component | Concrete Round:500mm:121893 | Level: Ground Floor | n/a | n/a | Constraints | n/a | n/a
Top Offset | n/a | 1900-12-31T23:59:59 | Submitted:Submitted for Approval | Component | Concrete Round:500mm:121893 | -200 | n/a | n/a | Constraints | n/a | n/a | n/a
Volume | n/a | 1900-12-31T23:59:59 | Submitted:Submitted for Approval | Component | Concrete Round:500mm:121893 | 0.55762 | n/a | n/a | Dimensions | n/a | n/a | n/a
Structural Material | n/a | 1900-12-31T23:59:59 | Submitted:Submitted for Approval | Component | Concrete Round:500mm:121893 | Concrete - Cast-in-Place Concrete | n/a | n/a | Materials and Finishes | n/a | n/a
Phase Created | n/a | 1900-12-31T23:59:59 | Submitted:Submitted for Approval | Component | Concrete Round:500mm:121893 | New Construction | n/a | n/a | Phasing | n/a | n/a
Enable Analytical Model | n/a | 1900-12-31T23:59:59 | Submitted:Submitted for Approval | Component | Concrete Round:500mm:121893 | TRUE | n/a | n/a | Structural | n/a | n/a | n/a
Rebar Cover - Bottom Face | n/a | 1900-12-31T23:59:59 | Submitted:Submitted for Approval | Component | Concrete Round:500mm:121893 | Rebar Cover Settings: Rebar Cover 1 | n/a | n/a | Structural | n/a | n/a
Rebar Cover - Other Faces | n/a | 1900-12-31T23:59:59 | Submitted:Submitted for Approval | Component | Concrete Round:500mm:121893 | Rebar Cover Settings: Rebar Cover 1 | n/a | n/a | Structural | n/a | n/a
b | n/a | 1900-12-31T23:59:59 | Submitted:Submitted for Approval | Type | 500mm | 500 | n/a | n/a | Dimensions | n/a | n/a | n/a
Assembly Code | n/a | 1900-12-31T23:59:59 | Submitted:Submitted for Approval | Type | 500mm |  | n/a | n/a | Identity Data | n/a | n/a
Assembly Description | n/a | 1900-12-31T23:59:59 | Submitted:Submitted for Approval | Type | 500mm |  | n/a | n/a | Identity Data | n/a | n/a
Keynote | n/a | 1900-12-31T23:59:59 | Submitted:Submitted for Approval | Type | 500mm | E | n/a | n/a | Identity Data | n/a | n/a
OmniClass Number | n/a | 1900-12-31T23:59:59 | Submitted:Submitted for Approval | Type | 500mm |  | n/a | n/a | Identity Data | n/a | n/a
OmniClass Title | n/a | 1900-12-31T23:59:59 | Submitted:Submitted for Approval | Type | 500mm |  | n/a | n/a | Identity Data | n/a | n/a
Reference | n/a | 1900-12-31T23:59:59 | Submitted:Submitted for Approval | Component | Concrete Round:500mm:121908 | 500mm | n/a | n/a | Pset_ColumnCommon | n/a | n/a
LoadBearing | n/a | 1900-12-31T23:59:59 | Submitted:Submitted for Approval | Component | Concrete Round:500mm:121908 | TRUE | n/a | n/a | Pset_ColumnCommon | n/a | n/a | n/a
IsExternal | n/a | 1900-12-31T23:59:59 | Submitted:Submitted for Approval | Component | Concrete Round:500mm:121908 | n/a | n/a | n/a | Pset_ColumnCommon | n/a | n/a | n/a
Base Level | n/a | 1900-12-31T23:59:59 | Submitted:Submitted for Approval | Component | Concrete Round:500mm:121908 | Level: DMD Ref Level | n/a | n/a | Constraints | n/a | n/a
Base Offset | n/a | 1900-12-31T23:59:59 | Submitted:Submitted for Approval | Component | Concrete Round:500mm:121908 | 0 | n/a | n/a | Constraints | n/a | n/a | n/a
Column Location Mark | n/a | 1900-12-31T23:59:59 | Submitted:Submitted for Approval | Component | Concrete Round:500mm:121908 | F-6(-300) | n/a | n/a | Constraints | n/a | n/a
Column Style | n/a | 1900-12-31T23:59:59 | Submitted:Submitted for Approval | Component | Concrete Round:500mm:121908 | Vertical | n/a | n/a | Constraints | n/a | n/a
Moves With Grids | n/a | 1900-12-31T23:59:59 | Submitted:Submitted for Approval | Component | Concrete Round:500mm:121908 | TRUE | n/a | n/a | Constraints | n/a | n/a | n/a
Room Bounding | n/a | 1900-12-31T23:59:59 | Submitted:Submitted for Approval | Component | Concrete Round:500mm:121908 | TRUE | n/a | n/a | Constraints | n/a | n/a | n/a
Top Level | n/a | 1900-12-31T23:59:59 | Submitted:Submitted for Approval | Component | Concrete Round:500mm:121908 | Level: Ground Floor | n/a | n/a | Constraints | n/a | n/a
Top Offset | n/a | 1900-12-31T23:59:59 | Submitted:Submitted for Approval | Component | Concrete Round:500mm:121908 | -200 | n/a | n/a | Constraints | n/a | n/a | n/a
Volume | n/a | 1900-12-31T23:59:59 | Submitted:Submitted for Approval | Component | Concrete Round:500mm:121908 | 0.55762 | n/a | n/a | Dimensions | n/a | n/a | n/a
Structural Material | n/a | 1900-12-31T23:59:59 | Submitted:Submitted for Approval | Component | Concrete Round:500mm:121908 | Concrete - Cast-in-Place Concrete | n/a | n/a | Materials and Finishes | n/a | n/a
Phase Created | n/a | 1900-12-31T23:59:59 | Submitted:Submitted for Approval | Component | Concrete Round:500mm:121908 | New Construction | n/a | n/a | Phasing | n/a | n/a
Enable Analytical Model | n/a | 1900-12-31T23:59:59 | Submitted:Submitted for Approval | Component | Concrete Round:500mm:121908 | TRUE | n/a | n/a | Structural | n/a | n/a | n/a
Rebar Cover - Bottom Face | n/a | 1900-12-31T23:59:59 | Submitted:Submitted for Approval | Component | Concrete Round:500mm:121908 | Rebar Cover Settings: Rebar Cover 1 | n/a | n/a | Structural | n/a | n/a
Rebar Cover - Other Faces | n/a | 1900-12-31T23:59:59 | Submitted:Submitted for Approval | Component | Concrete Round:500mm:121908 | Rebar Cover Settings: Rebar Cover 1 | n/a | n/a | Structural | n/a | n/a
b | n/a | 1900-12-31T23:59:59 | Submitted:Submitted for Approval | Type | 500mm | 500 | n/a | n/a | Dimensions | n/a | n/a | n/a
Assembly Code | n/a | 1900-12-31T23:59:59 | Submitted:Submitted for Approval | Type | 500mm |  | n/a | n/a | Identity Data | n/a | n/a
Assembly Description | n/a | 1900-12-31T23:59:59 | Submitted:Submitted for Approval | Type | 500mm |  | n/a | n/a | Identity Data | n/a | n/a
Keynote | n/a | 1900-12-31T23:59:59 | Submitted:Submitted for Approval | Type | 500mm | E | n/a | n/a | Identity Data | n/a | n/a
OmniClass Number | n/a | 1900-12-31T23:59:59 | Submitted:Submitted for Approval | Type | 500mm |  | n/a | n/a | Identity Data | n/a | n/a
OmniClass Title | n/a | 1900-12-31T23:59:59 | Submitted:Submitted for Approval | Type | 500mm |  | n/a | n/a | Identity Data | n/a | n/a
Reference | n/a | 1900-12-31T23:59:59 | Submitted:Submitted for Approval | Component | Concrete Round:500mm:121923 | 500mm | n/a | n/a | Pset_ColumnCommon | n/a | n/a
LoadBearing | n/a | 1900-12-31T23:59:59 | Submitted:Submitted for Approval | Component | Concrete Round:500mm:121923 | TRUE | n/a | n/a | Pset_ColumnCommon | n/a | n/a | n/a
IsExternal | n/a | 1900-12-31T23:59:59 | Submitted:Submitted for Approval | Component | Concrete Round:500mm:121923 | n/a | n/a | n/a | Pset_ColumnCommon | n/a | n/a | n/a
Base Level | n/a | 1900-12-31T23:59:59 | Submitted:Submitted for Approval | Component | Concrete Round:500mm:121923 | Level: DMD Ref Level | n/a | n/a | Constraints | n/a | n/a
Base Offset | n/a | 1900-12-31T23:59:59 | Submitted:Submitted for Approval | Component | Concrete Round:500mm:121923 | 0 | n/a | n/a | Constraints | n/a | n/a | n/a
Column Location Mark | n/a | 1900-12-31T23:59:59 | Submitted:Submitted for Approval | Component | Concrete Round:500mm:121923 | H-6(-300) | n/a | n/a | Constraints | n/a | n/a
Column Style | n/a | 1900-12-31T23:59:59 | Submitted:Submitted for Approval | Component | Concrete Round:500mm:121923 | Vertical | n/a | n/a | Constraints | n/a | n/a
Moves With Grids | n/a | 1900-12-31T23:59:59 | Submitted:Submitted for Approval | Component | Concrete Round:500mm:121923 | TRUE | n/a | n/a | Constraints | n/a | n/a | n/a
Room Bounding | n/a | 1900-12-31T23:59:59 | Submitted:Submitted for Approval | Component | Concrete Round:500mm:121923 | TRUE | n/a | n/a | Constraints | n/a | n/a | n/a
Top Level | n/a | 1900-12-31T23:59:59 | Submitted:Submitted for Approval | Component | Concrete Round:500mm:121923 | Level: Ground Floor | n/a | n/a | Constraints | n/a | n/a
Top Offset | n/a | 1900-12-31T23:59:59 | Submitted:Submitted for Approval | Component | Concrete Round:500mm:121923 | -200 | n/a | n/a | Constraints | n/a | n/a | n/a
Volume | n/a | 1900-12-31T23:59:59 | Submitted:Submitted for Approval | Component | Concrete Round:500mm:121923 | 0.55762 | n/a | n/a | Dimensions | n/a | n/a | n/a
Structural Material | n/a | 1900-12-31T23:59:59 | Submitted:Submitted for Approval | Component | Concrete Round:500mm:121923 | Concrete - Cast-in-Place Concrete | n/a | n/a | Materials and Finishes | n/a | n/a
Phase Created | n/a | 1900-12-31T23:59:59 | Submitted:Submitted for Approval | Component | Concrete Round:500mm:121923 | New Construction | n/a | n/a | Phasing | n/a | n/a
Enable Analytical Model | n/a | 1900-12-31T23:59:59 | Submitted:Submitted for Approval | Component | Concrete Round:500mm:121923 | TRUE | n/a | n/a | Structural | n/a | n/a | n/a
Rebar Cover - Bottom Face | n/a | 1900-12-31T23:59:59 | Submitted:Submitted for Approval | Component | Concrete Round:500mm:121923 | Rebar Cover Settings: Rebar Cover 1 | n/a | n/a | Structural | n/a | n/a
Rebar Cover - Other Faces | n/a | 1900-12-31T23:59:59 | Submitted:Submitted for Approval | Component | Concrete Round:500mm:121923 | Rebar Cover Settings: Rebar Cover 1 | n/a | n/a | Structural | n/a | n/a
b | n/a | 1900-12-31T23:59:59 | Submitted:Submitted for Approval | Type | 500mm | 500 | n/a | n/a | Dimensions | n/a | n/a | n/a
Assembly Code | n/a | 1900-12-31T23:59:59 | Submitted:Submitted for Approval | Type | 500mm |  | n/a | n/a | Identity Data | n/a | n/a
Assembly Description | n/a | 1900-12-31T23:59:59 | Submitted:Submitted for Approval | Type | 500mm |  | n/a | n/a | Identity Data | n/a | n/a
Keynote | n/a | 1900-12-31T23:59:59 | Submitted:Submitted for Approval | Type | 500mm | E | n/a | n/a | Identity Data | n/a | n/a
OmniClass Number | n/a | 1900-12-31T23:59:59 | Submitted:Submitted for Approval | Type | 500mm |  | n/a | n/a | Identity Data | n/a | n/a
OmniClass Title | n/a | 1900-12-31T23:59:59 | Submitted:Submitted for Approval | Type | 500mm |  | n/a | n/a | Identity Data | n/a | n/a
Reference | n/a | 1900-12-31T23:59:59 | Submitted:Submitted for Approval | Component | Concrete Round:500mm:121938 | 500mm | n/a | n/a | Pset_ColumnCommon | n/a | n/a
LoadBearing | n/a | 1900-12-31T23:59:59 | Submitted:Submitted for Approval | Component | Concrete Round:500mm:121938 | TRUE | n/a | n/a | Pset_ColumnCommon | n/a | n/a | n/a
IsExternal | n/a | 1900-12-31T23:59:59 | Submitted:Submitted for Approval | Component | Concrete Round:500mm:121938 | n/a | n/a | n/a | Pset_ColumnCommon | n/a | n/a | n/a
Base Level | n/a | 1900-12-31T23:59:59 | Submitted:Submitted for Approval | Component | Concrete Round:500mm:121938 | Level: DMD Ref Level | n/a | n/a | Constraints | n/a | n/a
Base Offset | n/a | 1900-12-31T23:59:59 | Submitted:Submitted for Approval | Component | Concrete Round:500mm:121938 | 0 | n/a | n/a | Constraints | n/a | n/a | n/a
Column Location Mark | n/a | 1900-12-31T23:59:59 | Submitted:Submitted for Approval | Component | Concrete Round:500mm:121938 | H-5 | n/a | n/a | Constraints | n/a | n/a
Column Style | n/a | 1900-12-31T23:59:59 | Submitted:Submitted for Approval | Component | Concrete Round:500mm:121938 | Vertical | n/a | n/a | Constraints | n/a | n/a
Moves With Grids | n/a | 1900-12-31T23:59:59 | Submitted:Submitted for Approval | Component | Concrete Round:500mm:121938 | TRUE | n/a | n/a | Constraints | n/a | n/a | n/a
Room Bounding | n/a | 1900-12-31T23:59:59 | Submitted:Submitted for Approval | Component | Concrete Round:500mm:121938 | TRUE | n/a | n/a | Constraints | n/a | n/a | n/a
Top Level | n/a | 1900-12-31T23:59:59 | Submitted:Submitted for Approval | Component | Concrete Round:500mm:121938 | Level: Ground Floor | n/a | n/a | Constraints | n/a | n/a
Top Offset | n/a | 1900-12-31T23:59:59 | Submitted:Submitted for Approval | Component | Concrete Round:500mm:121938 | -200 | n/a | n/a | Constraints | n/a | n/a | n/a
Volume | n/a | 1900-12-31T23:59:59 | Submitted:Submitted for Approval | Component | Concrete Round:500mm:121938 | 0.55762 | n/a | n/a | Dimensions | n/a | n/a | n/a
Structural Material | n/a | 1900-12-31T23:59:59 | Submitted:Submitted for Approval | Component | Concrete Round:500mm:121938 | Concrete - Cast-in-Place Concrete | n/a | n/a | Materials and Finishes | n/a | n/a
Phase Created | n/a | 1900-12-31T23:59:59 | Submitted:Submitted for Approval | Component | Concrete Round:500mm:121938 | New Construction | n/a | n/a | Phasing | n/a | n/a
Enable Analytical Model | n/a | 1900-12-31T23:59:59 | Submitted:Submitted for Approval | Component | Concrete Round:500mm:121938 | TRUE | n/a | n/a | Structural | n/a | n/a | n/a
Rebar Cover - Bottom Face | n/a | 1900-12-31T23:59:59 | Submitted:Submitted for Approval | Component | Concrete Round:500mm:121938 | Rebar Cover Settings: Rebar Cover 1 | n/a | n/a | Structural | n/a | n/a
Rebar Cover - Other Faces | n/a | 1900-12-31T23:59:59 | Submitted:Submitted for Approval | Component | Concrete Round:500mm:121938 | Rebar Cover Settings: Rebar Cover 1 | n/a | n/a | Structural | n/a | n/a
b | n/a | 1900-12-31T23:59:59 | Submitted:Submitted for Approval | Type | 500mm | 500 | n/a | n/a | Dimensions | n/a | n/a | n/a
Assembly Code | n/a | 1900-12-31T23:59:59 | Submitted:Submitted for Approval | Type | 500mm |  | n/a | n/a | Identity Data | n/a | n/a
Assembly Description | n/a | 1900-12-31T23:59:59 | Submitted:Submitted for Approval | Type | 500mm |  | n/a | n/a | Identity Data | n/a | n/a
Keynote | n/a | 1900-12-31T23:59:59 | Submitted:Submitted for Approval | Type | 500mm | E | n/a | n/a | Identity Data | n/a | n/a
OmniClass Number | n/a | 1900-12-31T23:59:59 | Submitted:Submitted for Approval | Type | 500mm |  | n/a | n/a | Identity Data | n/a | n/a
OmniClass Title | n/a | 1900-12-31T23:59:59 | Submitted:Submitted for Approval | Type | 500mm |  | n/a | n/a | Identity Data | n/a | n/a
Reference | n/a | 1900-12-31T23:59:59 | Submitted:Submitted for Approval | Component | Concrete Round:500mm:121955 | 500mm | n/a | n/a | Pset_ColumnCommon | n/a | n/a
LoadBearing | n/a | 1900-12-31T23:59:59 | Submitted:Submitted for Approval | Component | Concrete Round:500mm:121955 | TRUE | n/a | n/a | Pset_ColumnCommon | n/a | n/a | n/a
IsExternal | n/a | 1900-12-31T23:59:59 | Submitted:Submitted for Approval | Component | Concrete Round:500mm:121955 | n/a | n/a | n/a | Pset_ColumnCommon | n/a | n/a | n/a
Base Level | n/a | 1900-12-31T23:59:59 | Submitted:Submitted for Approval | Component | Concrete Round:500mm:121955 | Level: DMD Ref Level | n/a | n/a | Constraints | n/a | n/a
Base Offset | n/a | 1900-12-31T23:59:59 | Submitted:Submitted for Approval | Component | Concrete Round:500mm:121955 | 0 | n/a | n/a | Constraints | n/a | n/a | n/a
Column Location Mark | n/a | 1900-12-31T23:59:59 | Submitted:Submitted for Approval | Component | Concrete Round:500mm:121955 | H-4 | n/a | n/a | Constraints | n/a | n/a
Column Style | n/a | 1900-12-31T23:59:59 | Submitted:Submitted for Approval | Component | Concrete Round:500mm:121955 | Vertical | n/a | n/a | Constraints | n/a | n/a
Moves With Grids | n/a | 1900-12-31T23:59:59 | Submitted:Submitted for Approval | Component | Concrete Round:500mm:121955 | TRUE | n/a | n/a | Constraints | n/a | n/a | n/a
Room Bounding | n/a | 1900-12-31T23:59:59 | Submitted:Submitted for Approval | Component | Concrete Round:500mm:121955 | TRUE | n/a | n/a | Constraints | n/a | n/a | n/a
Top Level | n/a | 1900-12-31T23:59:59 | Submitted:Submitted for Approval | Component | Concrete Round:500mm:121955 | Level: Ground Floor | n/a | n/a | Constraints | n/a | n/a
Top Offset | n/a | 1900-12-31T23:59:59 | Submitted:Submitted for Approval | Component | Concrete Round:500mm:121955 | -200 | n/a | n/a | Constraints | n/a | n/a | n/a
Volume | n/a | 1900-12-31T23:59:59 | Submitted:Submitted for Approval | Component | Concrete Round:500mm:121955 | 0.55762 | n/a | n/a | Dimensions | n/a | n/a | n/a
Structural Material | n/a | 1900-12-31T23:59:59 | Submitted:Submitted for Approval | Component | Concrete Round:500mm:121955 | Concrete - Cast-in-Place Concrete | n/a | n/a | Materials and Finishes | n/a | n/a
Phase Created | n/a | 1900-12-31T23:59:59 | Submitted:Submitted for Approval | Component | Concrete Round:500mm:121955 | New Construction | n/a | n/a | Phasing | n/a | n/a
Enable Analytical Model | n/a | 1900-12-31T23:59:59 | Submitted:Submitted for Approval | Component | Concrete Round:500mm:121955 | TRUE | n/a | n/a | Structural | n/a | n/a | n/a
Rebar Cover - Bottom Face | n/a | 1900-12-31T23:59:59 | Submitted:Submitted for Approval | Component | Concrete Round:500mm:121955 | Rebar Cover Settings: Rebar Cover 1 | n/a | n/a | Structural | n/a | n/a
Rebar Cover - Other Faces | n/a | 1900-12-31T23:59:59 | Submitted:Submitted for Approval | Component | Concrete Round:500mm:121955 | Rebar Cover Settings: Rebar Cover 1 | n/a | n/a | Structural | n/a | n/a
b | n/a | 1900-12-31T23:59:59 | Submitted:Submitted for Approval | Type | 500mm | 500 | n/a | n/a | Dimensions | n/a | n/a | n/a
Assembly Code | n/a | 1900-12-31T23:59:59 | Submitted:Submitted for Approval | Type | 500mm |  | n/a | n/a | Identity Data | n/a | n/a
Assembly Description | n/a | 1900-12-31T23:59:59 | Submitted:Submitted for Approval | Type | 500mm |  | n/a | n/a | Identity Data | n/a | n/a
Keynote | n/a | 1900-12-31T23:59:59 | Submitted:Submitted for Approval | Type | 500mm | E | n/a | n/a | Identity Data | n/a | n/a
OmniClass Number | n/a | 1900-12-31T23:59:59 | Submitted:Submitted for Approval | Type | 500mm |  | n/a | n/a | Identity Data | n/a | n/a
OmniClass Title | n/a | 1900-12-31T23:59:59 | Submitted:Submitted for Approval | Type | 500mm |  | n/a | n/a | Identity Data | n/a | n/a
Reference | n/a | 1900-12-31T23:59:59 | Submitted:Submitted for Approval | Component | Concrete Round:500mm:121972 | 500mm | n/a | n/a | Pset_ColumnCommon | n/a | n/a
LoadBearing | n/a | 1900-12-31T23:59:59 | Submitted:Submitted for Approval | Component | Concrete Round:500mm:121972 | TRUE | n/a | n/a | Pset_ColumnCommon | n/a | n/a | n/a
IsExternal | n/a | 1900-12-31T23:59:59 | Submitted:Submitted for Approval | Component | Concrete Round:500mm:121972 | n/a | n/a | n/a | Pset_ColumnCommon | n/a | n/a | n/a
Base Level | n/a | 1900-12-31T23:59:59 | Submitted:Submitted for Approval | Component | Concrete Round:500mm:121972 | Level: DMD Ref Level | n/a | n/a | Constraints | n/a | n/a
Base Offset | n/a | 1900-12-31T23:59:59 | Submitted:Submitted for Approval | Component | Concrete Round:500mm:121972 | 0 | n/a | n/a | Constraints | n/a | n/a | n/a
Column Location Mark | n/a | 1900-12-31T23:59:59 | Submitted:Submitted for Approval | Component | Concrete Round:500mm:121972 | H-3 | n/a | n/a | Constraints | n/a | n/a
Column Style | n/a | 1900-12-31T23:59:59 | Submitted:Submitted for Approval | Component | Concrete Round:500mm:121972 | Vertical | n/a | n/a | Constraints | n/a | n/a
Moves With Grids | n/a | 1900-12-31T23:59:59 | Submitted:Submitted for Approval | Component | Concrete Round:500mm:121972 | TRUE | n/a | n/a | Constraints | n/a | n/a | n/a
Room Bounding | n/a | 1900-12-31T23:59:59 | Submitted:Submitted for Approval | Component | Concrete Round:500mm:121972 | TRUE | n/a | n/a | Constraints | n/a | n/a | n/a
Top Level | n/a | 1900-12-31T23:59:59 | Submitted:Submitted for Approval | Component | Concrete Round:500mm:121972 | Level: Ground Floor | n/a | n/a | Constraints | n/a | n/a
Top Offset | n/a | 1900-12-31T23:59:59 | Submitted:Submitted for Approval | Component | Concrete Round:500mm:121972 | -200 | n/a | n/a | Constraints | n/a | n/a | n/a
Volume | n/a | 1900-12-31T23:59:59 | Submitted:Submitted for Approval | Component | Concrete Round:500mm:121972 | 0.55762 | n/a | n/a | Dimensions | n/a | n/a | n/a
Structural Material | n/a | 1900-12-31T23:59:59 | Submitted:Submitted for Approval | Component | Concrete Round:500mm:121972 | Concrete - Cast-in-Place Concrete | n/a | n/a | Materials and Finishes | n/a | n/a
Phase Created | n/a | 1900-12-31T23:59:59 | Submitted:Submitted for Approval | Component | Concrete Round:500mm:121972 | New Construction | n/a | n/a | Phasing | n/a | n/a
Enable Analytical Model | n/a | 1900-12-31T23:59:59 | Submitted:Submitted for Approval | Component | Concrete Round:500mm:121972 | TRUE | n/a | n/a | Structural | n/a | n/a | n/a
Rebar Cover - Bottom Face | n/a | 1900-12-31T23:59:59 | Submitted:Submitted for Approval | Component | Concrete Round:500mm:121972 | Rebar Cover Settings: Rebar Cover 1 | n/a | n/a | Structural | n/a | n/a
Rebar Cover - Other Faces | n/a | 1900-12-31T23:59:59 | Submitted:Submitted for Approval | Component | Concrete Round:500mm:121972 | Rebar Cover Settings: Rebar Cover 1 | n/a | n/a | Structural | n/a | n/a
b | n/a | 1900-12-31T23:59:59 | Submitted:Submitted for Approval | Type | 500mm | 500 | n/a | n/a | Dimensions | n/a | n/a | n/a
Assembly Code | n/a | 1900-12-31T23:59:59 | Submitted:Submitted for Approval | Type | 500mm |  | n/a | n/a | Identity Data | n/a | n/a
Assembly Description | n/a | 1900-12-31T23:59:59 | Submitted:Submitted for Approval | Type | 500mm |  | n/a | n/a | Identity Data | n/a | n/a
Keynote | n/a | 1900-12-31T23:59:59 | Submitted:Submitted for Approval | Type | 500mm | E | n/a | n/a | Identity Data | n/a | n/a
OmniClass Number | n/a | 1900-12-31T23:59:59 | Submitted:Submitted for Approval | Type | 500mm |  | n/a | n/a | Identity Data | n/a | n/a
OmniClass Title | n/a | 1900-12-31T23:59:59 | Submitted:Submitted for Approval | Type | 500mm |  | n/a | n/a | Identity Data | n/a | n/a
Reference | n/a | 1900-12-31T23:59:59 | Submitted:Submitted for Approval | Component | Concrete Round:500mm:121987 | 500mm | n/a | n/a | Pset_ColumnCommon | n/a | n/a
LoadBearing | n/a | 1900-12-31T23:59:59 | Submitted:Submitted for Approval | Component | Concrete Round:500mm:121987 | TRUE | n/a | n/a | Pset_ColumnCommon | n/a | n/a | n/a
IsExternal | n/a | 1900-12-31T23:59:59 | Submitted:Submitted for Approval | Component | Concrete Round:500mm:121987 | n/a | n/a | n/a | Pset_ColumnCommon | n/a | n/a | n/a
Base Level | n/a | 1900-12-31T23:59:59 | Submitted:Submitted for Approval | Component | Concrete Round:500mm:121987 | Level: DMD Ref Level | n/a | n/a | Constraints | n/a | n/a
Base Offset | n/a | 1900-12-31T23:59:59 | Submitted:Submitted for Approval | Component | Concrete Round:500mm:121987 | 0 | n/a | n/a | Constraints | n/a | n/a | n/a
Column Location Mark | n/a | 1900-12-31T23:59:59 | Submitted:Submitted for Approval | Component | Concrete Round:500mm:121987 | H-2 | n/a | n/a | Constraints | n/a | n/a
Column Style | n/a | 1900-12-31T23:59:59 | Submitted:Submitted for Approval | Component | Concrete Round:500mm:121987 | Vertical | n/a | n/a | Constraints | n/a | n/a
Moves With Grids | n/a | 1900-12-31T23:59:59 | Submitted:Submitted for Approval | Component | Concrete Round:500mm:121987 | TRUE | n/a | n/a | Constraints | n/a | n/a | n/a
Room Bounding | n/a | 1900-12-31T23:59:59 | Submitted:Submitted for Approval | Component | Concrete Round:500mm:121987 | TRUE | n/a | n/a | Constraints | n/a | n/a | n/a
Top Level | n/a | 1900-12-31T23:59:59 | Submitted:Submitted for Approval | Component | Concrete Round:500mm:121987 | Level: Ground Floor | n/a | n/a | Constraints | n/a | n/a
Top Offset | n/a | 1900-12-31T23:59:59 | Submitted:Submitted for Approval | Component | Concrete Round:500mm:121987 | -200 | n/a | n/a | Constraints | n/a | n/a | n/a
Volume | n/a | 1900-12-31T23:59:59 | Submitted:Submitted for Approval | Component | Concrete Round:500mm:121987 | 0.55762 | n/a | n/a | Dimensions | n/a | n/a | n/a
Structural Material | n/a | 1900-12-31T23:59:59 | Submitted:Submitted for Approval | Component | Concrete Round:500mm:121987 | Concrete - Cast-in-Place Concrete | n/a | n/a | Materials and Finishes | n/a | n/a
Phase Created | n/a | 1900-12-31T23:59:59 | Submitted:Submitted for Approval | Component | Concrete Round:500mm:121987 | New Construction | n/a | n/a | Phasing | n/a | n/a
Enable Analytical Model | n/a | 1900-12-31T23:59:59 | Submitted:Submitted for Approval | Component | Concrete Round:500mm:121987 | TRUE | n/a | n/a | Structural | n/a | n/a | n/a
Rebar Cover - Bottom Face | n/a | 1900-12-31T23:59:59 | Submitted:Submitted for Approval | Component | Concrete Round:500mm:121987 | Rebar Cover Settings: Rebar Cover 1 | n/a | n/a | Structural | n/a | n/a
Rebar Cover - Other Faces | n/a | 1900-12-31T23:59:59 | Submitted:Submitted for Approval | Component | Concrete Round:500mm:121987 | Rebar Cover Settings: Rebar Cover 1 | n/a | n/a | Structural | n/a | n/a
b | n/a | 1900-12-31T23:59:59 | Submitted:Submitted for Approval | Type | 500mm | 500 | n/a | n/a | Dimensions | n/a | n/a | n/a
Assembly Code | n/a | 1900-12-31T23:59:59 | Submitted:Submitted for Approval | Type | 500mm |  | n/a | n/a | Identity Data | n/a | n/a
Assembly Description | n/a | 1900-12-31T23:59:59 | Submitted:Submitted for Approval | Type | 500mm |  | n/a | n/a | Identity Data | n/a | n/a
Keynote | n/a | 1900-12-31T23:59:59 | Submitted:Submitted for Approval | Type | 500mm | E | n/a | n/a | Identity Data | n/a | n/a
OmniClass Number | n/a | 1900-12-31T23:59:59 | Submitted:Submitted for Approval | Type | 500mm |  | n/a | n/a | Identity Data | n/a | n/a
OmniClass Title | n/a | 1900-12-31T23:59:59 | Submitted:Submitted for Approval | Type | 500mm |  | n/a | n/a | Identity Data | n/a | n/a
Reference | n/a | 1900-12-31T23:59:59 | Submitted:Submitted for Approval | Component | Concrete Round:500mm:122004 | 500mm | n/a | n/a | Pset_ColumnCommon | n/a | n/a
LoadBearing | n/a | 1900-12-31T23:59:59 | Submitted:Submitted for Approval | Component | Concrete Round:500mm:122004 | TRUE | n/a | n/a | Pset_ColumnCommon | n/a | n/a | n/a
IsExternal | n/a | 1900-12-31T23:59:59 | Submitted:Submitted for Approval | Component | Concrete Round:500mm:122004 | n/a | n/a | n/a | Pset_ColumnCommon | n/a | n/a | n/a
Base Level | n/a | 1900-12-31T23:59:59 | Submitted:Submitted for Approval | Component | Concrete Round:500mm:122004 | Level: DMD Ref Level | n/a | n/a | Constraints | n/a | n/a
Base Offset | n/a | 1900-12-31T23:59:59 | Submitted:Submitted for Approval | Component | Concrete Round:500mm:122004 | 0 | n/a | n/a | Constraints | n/a | n/a | n/a
Column Location Mark | n/a | 1900-12-31T23:59:59 | Submitted:Submitted for Approval | Component | Concrete Round:500mm:122004 | H-1(300) | n/a | n/a | Constraints | n/a | n/a
Column Style | n/a | 1900-12-31T23:59:59 | Submitted:Submitted for Approval | Component | Concrete Round:500mm:122004 | Vertical | n/a | n/a | Constraints | n/a | n/a
Moves With Grids | n/a | 1900-12-31T23:59:59 | Submitted:Submitted for Approval | Component | Concrete Round:500mm:122004 | TRUE | n/a | n/a | Constraints | n/a | n/a | n/a
Room Bounding | n/a | 1900-12-31T23:59:59 | Submitted:Submitted for Approval | Component | Concrete Round:500mm:122004 | TRUE | n/a | n/a | Constraints | n/a | n/a | n/a
Top Level | n/a | 1900-12-31T23:59:59 | Submitted:Submitted for Approval | Component | Concrete Round:500mm:122004 | Level: Ground Floor | n/a | n/a | Constraints | n/a | n/a
Top Offset | n/a | 1900-12-31T23:59:59 | Submitted:Submitted for Approval | Component | Concrete Round:500mm:122004 | -200 | n/a | n/a | Constraints | n/a | n/a | n/a
Volume | n/a | 1900-12-31T23:59:59 | Submitted:Submitted for Approval | Component | Concrete Round:500mm:122004 | 0.55762 | n/a | n/a | Dimensions | n/a | n/a | n/a
Structural Material | n/a | 1900-12-31T23:59:59 | Submitted:Submitted for Approval | Component | Concrete Round:500mm:122004 | Concrete - Cast-in-Place Concrete | n/a | n/a | Materials and Finishes | n/a | n/a
Phase Created | n/a | 1900-12-31T23:59:59 | Submitted:Submitted for Approval | Component | Concrete Round:500mm:122004 | New Construction | n/a | n/a | Phasing | n/a | n/a
Enable Analytical Model | n/a | 1900-12-31T23:59:59 | Submitted:Submitted for Approval | Component | Concrete Round:500mm:122004 | TRUE | n/a | n/a | Structural | n/a | n/a | n/a
Rebar Cover - Bottom Face | n/a | 1900-12-31T23:59:59 | Submitted:Submitted for Approval | Component | Concrete Round:500mm:122004 | Rebar Cover Settings: Rebar Cover 1 | n/a | n/a | Structural | n/a | n/a
Rebar Cover - Other Faces | n/a | 1900-12-31T23:59:59 | Submitted:Submitted for Approval | Component | Concrete Round:500mm:122004 | Rebar Cover Settings: Rebar Cover 1 | n/a | n/a | Structural | n/a | n/a
b | n/a | 1900-12-31T23:59:59 | Submitted:Submitted for Approval | Type | 500mm | 500 | n/a | n/a | Dimensions | n/a | n/a | n/a
Assembly Code | n/a | 1900-12-31T23:59:59 | Submitted:Submitted for Approval | Type | 500mm |  | n/a | n/a | Identity Data | n/a | n/a
Assembly Description | n/a | 1900-12-31T23:59:59 | Submitted:Submitted for Approval | Type | 500mm |  | n/a | n/a | Identity Data | n/a | n/a
Keynote | n/a | 1900-12-31T23:59:59 | Submitted:Submitted for Approval | Type | 500mm | E | n/a | n/a | Identity Data | n/a | n/a
OmniClass Number | n/a | 1900-12-31T23:59:59 | Submitted:Submitted for Approval | Type | 500mm |  | n/a | n/a | Identity Data | n/a | n/a
OmniClass Title | n/a | 1900-12-31T23:59:59 | Submitted:Submitted for Approval | Type | 500mm |  | n/a | n/a | Identity Data | n/a | n/a
Reference | n/a | 1900-12-31T23:59:59 | Submitted:Submitted for Approval | Component | Concrete Round:500mm:122019 | 500mm | n/a | n/a | Pset_ColumnCommon | n/a | n/a
LoadBearing | n/a | 1900-12-31T23:59:59 | Submitted:Submitted for Approval | Component | Concrete Round:500mm:122019 | TRUE | n/a | n/a | Pset_ColumnCommon | n/a | n/a | n/a
IsExternal | n/a | 1900-12-31T23:59:59 | Submitted:Submitted for Approval | Component | Concrete Round:500mm:122019 | n/a | n/a | n/a | Pset_ColumnCommon | n/a | n/a | n/a
Base Level | n/a | 1900-12-31T23:59:59 | Submitted:Submitted for Approval | Component | Concrete Round:500mm:122019 | Level: DMD Ref Level | n/a | n/a | Constraints | n/a | n/a
Base Offset | n/a | 1900-12-31T23:59:59 | Submitted:Submitted for Approval | Component | Concrete Round:500mm:122019 | 0 | n/a | n/a | Constraints | n/a | n/a | n/a
Column Location Mark | n/a | 1900-12-31T23:59:59 | Submitted:Submitted for Approval | Component | Concrete Round:500mm:122019 | I(-2175)-4(-2090) | n/a | n/a | Constraints | n/a | n/a
Column Style | n/a | 1900-12-31T23:59:59 | Submitted:Submitted for Approval | Component | Concrete Round:500mm:122019 | Vertical | n/a | n/a | Constraints | n/a | n/a
Moves With Grids | n/a | 1900-12-31T23:59:59 | Submitted:Submitted for Approval | Component | Concrete Round:500mm:122019 | TRUE | n/a | n/a | Constraints | n/a | n/a | n/a
Room Bounding | n/a | 1900-12-31T23:59:59 | Submitted:Submitted for Approval | Component | Concrete Round:500mm:122019 | TRUE | n/a | n/a | Constraints | n/a | n/a | n/a
Top Level | n/a | 1900-12-31T23:59:59 | Submitted:Submitted for Approval | Component | Concrete Round:500mm:122019 | Level: Ground Floor | n/a | n/a | Constraints | n/a | n/a
Top Offset | n/a | 1900-12-31T23:59:59 | Submitted:Submitted for Approval | Component | Concrete Round:500mm:122019 | -200 | n/a | n/a | Constraints | n/a | n/a | n/a
Volume | n/a | 1900-12-31T23:59:59 | Submitted:Submitted for Approval | Component | Concrete Round:500mm:122019 | 0.55762 | n/a | n/a | Dimensions | n/a | n/a | n/a
Structural Material | n/a | 1900-12-31T23:59:59 | Submitted:Submitted for Approval | Component | Concrete Round:500mm:122019 | Concrete - Cast-in-Place Concrete | n/a | n/a | Materials and Finishes | n/a | n/a
Phase Created | n/a | 1900-12-31T23:59:59 | Submitted:Submitted for Approval | Component | Concrete Round:500mm:122019 | New Construction | n/a | n/a | Phasing | n/a | n/a
Enable Analytical Model | n/a | 1900-12-31T23:59:59 | Submitted:Submitted for Approval | Component | Concrete Round:500mm:122019 | TRUE | n/a | n/a | Structural | n/a | n/a | n/a
Rebar Cover - Bottom Face | n/a | 1900-12-31T23:59:59 | Submitted:Submitted for Approval | Component | Concrete Round:500mm:122019 | Rebar Cover Settings: Rebar Cover 1 | n/a | n/a | Structural | n/a | n/a
Rebar Cover - Other Faces | n/a | 1900-12-31T23:59:59 | Submitted:Submitted for Approval | Component | Concrete Round:500mm:122019 | Rebar Cover Settings: Rebar Cover 1 | n/a | n/a | Structural | n/a | n/a
b | n/a | 1900-12-31T23:59:59 | Submitted:Submitted for Approval | Type | 500mm | 500 | n/a | n/a | Dimensions | n/a | n/a | n/a
Assembly Code | n/a | 1900-12-31T23:59:59 | Submitted:Submitted for Approval | Type | 500mm |  | n/a | n/a | Identity Data | n/a | n/a
Assembly Description | n/a | 1900-12-31T23:59:59 | Submitted:Submitted for Approval | Type | 500mm |  | n/a | n/a | Identity Data | n/a | n/a
Keynote | n/a | 1900-12-31T23:59:59 | Submitted:Submitted for Approval | Type | 500mm | E | n/a | n/a | Identity Data | n/a | n/a
OmniClass Number | n/a | 1900-12-31T23:59:59 | Submitted:Submitted for Approval | Type | 500mm |  | n/a | n/a | Identity Data | n/a | n/a
OmniClass Title | n/a | 1900-12-31T23:59:59 | Submitted:Submitted for Approval | Type | 500mm |  | n/a | n/a | Identity Data | n/a | n/a
Reference | n/a | 1900-12-31T23:59:59 | Submitted:Submitted for Approval | Component | Concrete Round:500mm:122077 | 500mm | n/a | n/a | Pset_ColumnCommon | n/a | n/a
LoadBearing | n/a | 1900-12-31T23:59:59 | Submitted:Submitted for Approval | Component | Concrete Round:500mm:122077 | TRUE | n/a | n/a | Pset_ColumnCommon | n/a | n/a | n/a
IsExternal | n/a | 1900-12-31T23:59:59 | Submitted:Submitted for Approval | Component | Concrete Round:500mm:122077 | n/a | n/a | n/a | Pset_ColumnCommon | n/a | n/a | n/a
Base Level | n/a | 1900-12-31T23:59:59 | Submitted:Submitted for Approval | Component | Concrete Round:500mm:122077 | Level: DMD Ref Level | n/a | n/a | Constraints | n/a | n/a
Base Offset | n/a | 1900-12-31T23:59:59 | Submitted:Submitted for Approval | Component | Concrete Round:500mm:122077 | 0 | n/a | n/a | Constraints | n/a | n/a | n/a
Column Location Mark | n/a | 1900-12-31T23:59:59 | Submitted:Submitted for Approval | Component | Concrete Round:500mm:122077 | I(-2175)-5(-1195) | n/a | n/a | Constraints | n/a | n/a
Column Style | n/a | 1900-12-31T23:59:59 | Submitted:Submitted for Approval | Component | Concrete Round:500mm:122077 | Vertical | n/a | n/a | Constraints | n/a | n/a
Moves With Grids | n/a | 1900-12-31T23:59:59 | Submitted:Submitted for Approval | Component | Concrete Round:500mm:122077 | TRUE | n/a | n/a | Constraints | n/a | n/a | n/a
Room Bounding | n/a | 1900-12-31T23:59:59 | Submitted:Submitted for Approval | Component | Concrete Round:500mm:122077 | TRUE | n/a | n/a | Constraints | n/a | n/a | n/a
Top Level | n/a | 1900-12-31T23:59:59 | Submitted:Submitted for Approval | Component | Concrete Round:500mm:122077 | Level: Ground Floor | n/a | n/a | Constraints | n/a | n/a
Top Offset | n/a | 1900-12-31T23:59:59 | Submitted:Submitted for Approval | Component | Concrete Round:500mm:122077 | -200 | n/a | n/a | Constraints | n/a | n/a | n/a
Volume | n/a | 1900-12-31T23:59:59 | Submitted:Submitted for Approval | Component | Concrete Round:500mm:122077 | 0.55762 | n/a | n/a | Dimensions | n/a | n/a | n/a
Structural Material | n/a | 1900-12-31T23:59:59 | Submitted:Submitted for Approval | Component | Concrete Round:500mm:122077 | Concrete - Cast-in-Place Concrete | n/a | n/a | Materials and Finishes | n/a | n/a
Phase Created | n/a | 1900-12-31T23:59:59 | Submitted:Submitted for Approval | Component | Concrete Round:500mm:122077 | New Construction | n/a | n/a | Phasing | n/a | n/a
Enable Analytical Model | n/a | 1900-12-31T23:59:59 | Submitted:Submitted for Approval | Component | Concrete Round:500mm:122077 | TRUE | n/a | n/a | Structural | n/a | n/a | n/a
Rebar Cover - Bottom Face | n/a | 1900-12-31T23:59:59 | Submitted:Submitted for Approval | Component | Concrete Round:500mm:122077 | Rebar Cover Settings: Rebar Cover 1 | n/a | n/a | Structural | n/a | n/a
Rebar Cover - Other Faces | n/a | 1900-12-31T23:59:59 | Submitted:Submitted for Approval | Component | Concrete Round:500mm:122077 | Rebar Cover Settings: Rebar Cover 1 | n/a | n/a | Structural | n/a | n/a
b | n/a | 1900-12-31T23:59:59 | Submitted:Submitted for Approval | Type | 500mm | 500 | n/a | n/a | Dimensions | n/a | n/a | n/a
Assembly Code | n/a | 1900-12-31T23:59:59 | Submitted:Submitted for Approval | Type | 500mm |  | n/a | n/a | Identity Data | n/a | n/a
Assembly Description | n/a | 1900-12-31T23:59:59 | Submitted:Submitted for Approval | Type | 500mm |  | n/a | n/a | Identity Data | n/a | n/a
Keynote | n/a | 1900-12-31T23:59:59 | Submitted:Submitted for Approval | Type | 500mm | E | n/a | n/a | Identity Data | n/a | n/a
OmniClass Number | n/a | 1900-12-31T23:59:59 | Submitted:Submitted for Approval | Type | 500mm |  | n/a | n/a | Identity Data | n/a | n/a
OmniClass Title | n/a | 1900-12-31T23:59:59 | Submitted:Submitted for Approval | Type | 500mm |  | n/a | n/a | Identity Data | n/a | n/a
Reference | n/a | 1900-12-31T23:59:59 | Submitted:Submitted for Approval | Component | Concrete Round:500mm:122145 | 500mm | n/a | n/a | Pset_ColumnCommon | n/a | n/a
LoadBearing | n/a | 1900-12-31T23:59:59 | Submitted:Submitted for Approval | Component | Concrete Round:500mm:122145 | TRUE | n/a | n/a | Pset_ColumnCommon | n/a | n/a | n/a
IsExternal | n/a | 1900-12-31T23:59:59 | Submitted:Submitted for Approval | Component | Concrete Round:500mm:122145 | n/a | n/a | n/a | Pset_ColumnCommon | n/a | n/a | n/a
Base Level | n/a | 1900-12-31T23:59:59 | Submitted:Submitted for Approval | Component | Concrete Round:500mm:122145 | Level: DMD Ref Level | n/a | n/a | Constraints | n/a | n/a
Base Offset | n/a | 1900-12-31T23:59:59 | Submitted:Submitted for Approval | Component | Concrete Round:500mm:122145 | 0 | n/a | n/a | Constraints | n/a | n/a | n/a
Column Location Mark | n/a | 1900-12-31T23:59:59 | Submitted:Submitted for Approval | Component | Concrete Round:500mm:122145 | I(-2175)-6(-300) | n/a | n/a | Constraints | n/a | n/a
Column Style | n/a | 1900-12-31T23:59:59 | Submitted:Submitted for Approval | Component | Concrete Round:500mm:122145 | Vertical | n/a | n/a | Constraints | n/a | n/a
Moves With Grids | n/a | 1900-12-31T23:59:59 | Submitted:Submitted for Approval | Component | Concrete Round:500mm:122145 | TRUE | n/a | n/a | Constraints | n/a | n/a | n/a
Room Bounding | n/a | 1900-12-31T23:59:59 | Submitted:Submitted for Approval | Component | Concrete Round:500mm:122145 | TRUE | n/a | n/a | Constraints | n/a | n/a | n/a
Top Level | n/a | 1900-12-31T23:59:59 | Submitted:Submitted for Approval | Component | Concrete Round:500mm:122145 | Level: Ground Floor | n/a | n/a | Constraints | n/a | n/a
Top Offset | n/a | 1900-12-31T23:59:59 | Submitted:Submitted for Approval | Component | Concrete Round:500mm:122145 | -200 | n/a | n/a | Constraints | n/a | n/a | n/a
Volume | n/a | 1900-12-31T23:59:59 | Submitted:Submitted for Approval | Component | Concrete Round:500mm:122145 | 0.55762 | n/a | n/a | Dimensions | n/a | n/a | n/a
Structural Material | n/a | 1900-12-31T23:59:59 | Submitted:Submitted for Approval | Component | Concrete Round:500mm:122145 | Concrete - Cast-in-Place Concrete | n/a | n/a | Materials and Finishes | n/a | n/a
Phase Created | n/a | 1900-12-31T23:59:59 | Submitted:Submitted for Approval | Component | Concrete Round:500mm:122145 | New Construction | n/a | n/a | Phasing | n/a | n/a
Enable Analytical Model | n/a | 1900-12-31T23:59:59 | Submitted:Submitted for Approval | Component | Concrete Round:500mm:122145 | TRUE | n/a | n/a | Structural | n/a | n/a | n/a
Rebar Cover - Bottom Face | n/a | 1900-12-31T23:59:59 | Submitted:Submitted for Approval | Component | Concrete Round:500mm:122145 | Rebar Cover Settings: Rebar Cover 1 | n/a | n/a | Structural | n/a | n/a
Rebar Cover - Other Faces | n/a | 1900-12-31T23:59:59 | Submitted:Submitted for Approval | Component | Concrete Round:500mm:122145 | Rebar Cover Settings: Rebar Cover 1 | n/a | n/a | Structural | n/a | n/a
Absorptance | n/a | 1900-12-31T23:59:59 | Submitted:Submitted for Approval | Type | Basic Wall:nbl_Clad_CemBnddPbrd-MtlFrm-MmbPolyethWthrBarr-InsulFF-Blk200_TYPE A | 0.1 | n/a | n/a | Analytical Properties | n/a | n/a | n/a
Roughness | n/a | 1900-12-31T23:59:59 | Submitted:Submitted for Approval | Type | Basic Wall:nbl_Clad_CemBnddPbrd-MtlFrm-MmbPolyethWthrBarr-InsulFF-Blk200_TYPE A | 1 | n/a | n/a | Analytical Properties | n/a | n/a | n/a
Function | n/a | 1900-12-31T23:59:59 | Submitted:Submitted for Approval | Type | Basic Wall:nbl_Clad_CemBnddPbrd-MtlFrm-MmbPolyethWthrBarr-InsulFF-Blk200_TYPE A | Exterior | n/a | n/a | Construction | n/a | n/a
Width | n/a | 1900-12-31T23:59:59 | Submitted:Submitted for Approval | Type | Basic Wall:nbl_Clad_CemBnddPbrd-MtlFrm-MmbPolyethWthrBarr-InsulFF-Blk200_TYPE A | 375 | n/a | n/a | Construction | n/a | n/a | n/a
Wrapping at Ends | n/a | 1900-12-31T23:59:59 | Submitted:Submitted for Approval | Type | Basic Wall:nbl_Clad_CemBnddPbrd-MtlFrm-MmbPolyethWthrBarr-InsulFF-Blk200_TYPE A | None | n/a | n/a | Construction | n/a | n/a
Wrapping at Inserts | n/a | 1900-12-31T23:59:59 | Submitted:Submitted for Approval | Type | Basic Wall:nbl_Clad_CemBnddPbrd-MtlFrm-MmbPolyethWthrBarr-InsulFF-Blk200_TYPE A | Both | n/a | n/a | Construction | n/a | n/a
Coarse Scale Fill Color | n/a | 1900-12-31T23:59:59 | Submitted:Submitted for Approval | Type | Basic Wall:nbl_Clad_CemBnddPbrd-MtlFrm-MmbPolyethWthrBarr-InsulFF-Blk200_TYPE A | 12632256 | n/a | n/a | Graphics | n/a | n/a | n/a
Coarse Scale Fill Pattern | n/a | 1900-12-31T23:59:59 | Submitted:Submitted for Approval | Type | Basic Wall:nbl_Clad_CemBnddPbrd-MtlFrm-MmbPolyethWthrBarr-InsulFF-Blk200_TYPE A | Solid fill | n/a | n/a | Graphics | n/a | n/a
Assembly Code | n/a | 1900-12-31T23:59:59 | Submitted:Submitted for Approval | Type | Basic Wall:nbl_Clad_CemBnddPbrd-MtlFrm-MmbPolyethWthrBarr-InsulFF-Blk200_TYPE A |  | n/a | n/a | Identity Data | n/a | n/a
Assembly Description | n/a | 1900-12-31T23:59:59 | Submitted:Submitted for Approval | Type | Basic Wall:nbl_Clad_CemBnddPbrd-MtlFrm-MmbPolyethWthrBarr-InsulFF-Blk200_TYPE A |  | n/a | n/a | Identity Data | n/a | n/a
Description | n/a | 1900-12-31T23:59:59 | Submitted:Submitted for Approval | Type | Basic Wall:nbl_Clad_CemBnddPbrd-MtlFrm-MmbPolyethWthrBarr-InsulFF-Blk200_TYPE A | Cement Bonded Particleboard Metal Framing Membrane Polyethylene Weather Barrier Mineral Wool Batts Aggregate Concrete Blocks | n/a | n/a | Identity Data | n/a | n/a
Help | n/a | 1900-12-31T23:59:59 | Submitted:Submitted for Approval | Type | Basic Wall:nbl_Clad_CemBnddPbrd-MtlFrm-MmbPolyethWthrBarr-InsulFF-Blk200_TYPE A | http://www.nationalbimlibrary.com | n/a | n/a | Identity Data | n/a | n/a
IssueDate | n/a | 1900-12-31T23:59:59 | Submitted:Submitted for Approval | Type | Basic Wall:nbl_Clad_CemBnddPbrd-MtlFrm-MmbPolyethWthrBarr-InsulFF-Blk200_TYPE A |  | n/a | n/a | Identity Data | n/a | n/a
NBSDescription | n/a | 1900-12-31T23:59:59 | Submitted:Submitted for Approval | Type | Basic Wall:nbl_Clad_CemBnddPbrd-MtlFrm-MmbPolyethWthrBarr-InsulFF-Blk200_TYPE A | Drained and back-ventilated rainscreen cladding system | n/a | n/a | Identity Data | n/a | n/a
NBSReference | n/a | 1900-12-31T23:59:59 | Submitted:Submitted for Approval | Type | Basic Wall:nbl_Clad_CemBnddPbrd-MtlFrm-MmbPolyethWthrBarr-InsulFF-Blk200_TYPE A | 25-80-70/120 | n/a | n/a | Identity Data | n/a | n/a
Version | n/a | 1900-12-31T23:59:59 | Submitted:Submitted for Approval | Type | Basic Wall:nbl_Clad_CemBnddPbrd-MtlFrm-MmbPolyethWthrBarr-InsulFF-Blk200_TYPE A |  | n/a | n/a | Identity Data | n/a | n/a
Structural Material | n/a | 1900-12-31T23:59:59 | Submitted:Submitted for Approval | Type | Basic Wall:nbl_Clad_CemBnddPbrd-MtlFrm-MmbPolyethWthrBarr-InsulFF-Blk200_TYPE A | nbl_AggregateConcreteBlocks | n/a | n/a | Materials and Finishes | n/a | n/a
Colour | n/a | 1900-12-31T23:59:59 | Submitted:Submitted for Approval | Type | Basic Wall:nbl_Clad_CemBnddPbrd-MtlFrm-MmbPolyethWthrBarr-InsulFF-Blk200_TYPE A | User to populate | n/a | n/a | Other | n/a | n/a
Constituents | n/a | 1900-12-31T23:59:59 | Submitted:Submitted for Approval | Type | Basic Wall:nbl_Clad_CemBnddPbrd-MtlFrm-MmbPolyethWthrBarr-InsulFF-Blk200_TYPE A | User to populate | n/a | n/a | Other | n/a | n/a
Features | n/a | 1900-12-31T23:59:59 | Submitted:Submitted for Approval | Type | Basic Wall:nbl_Clad_CemBnddPbrd-MtlFrm-MmbPolyethWthrBarr-InsulFF-Blk200_TYPE A | User to populate | n/a | n/a | Other | n/a | n/a
Finish | n/a | 1900-12-31T23:59:59 | Submitted:Submitted for Approval | Type | Basic Wall:nbl_Clad_CemBnddPbrd-MtlFrm-MmbPolyethWthrBarr-InsulFF-Blk200_TYPE A | User to populate | n/a | n/a | Other | n/a | n/a
Grade | n/a | 1900-12-31T23:59:59 | Submitted:Submitted for Approval | Type | Basic Wall:nbl_Clad_CemBnddPbrd-MtlFrm-MmbPolyethWthrBarr-InsulFF-Blk200_TYPE A | User to populate | n/a | n/a | Other | n/a | n/a
Material | n/a | 1900-12-31T23:59:59 | Submitted:Submitted for Approval | Type | Basic Wall:nbl_Clad_CemBnddPbrd-MtlFrm-MmbPolyethWthrBarr-InsulFF-Blk200_TYPE A | User to populate | n/a | n/a | Other | n/a | n/a
NominalHeight | n/a | 1900-12-31T23:59:59 | Submitted:Submitted for Approval | Type | Basic Wall:nbl_Clad_CemBnddPbrd-MtlFrm-MmbPolyethWthrBarr-InsulFF-Blk200_TYPE A | 0 | n/a | n/a | Other | n/a | n/a | n/a
NominalLength | n/a | 1900-12-31T23:59:59 | Submitted:Submitted for Approval | Type | Basic Wall:nbl_Clad_CemBnddPbrd-MtlFrm-MmbPolyethWthrBarr-InsulFF-Blk200_TYPE A | 0 | n/a | n/a | Other | n/a | n/a | n/a
NominalWidth | n/a | 1900-12-31T23:59:59 | Submitted:Submitted for Approval | Type | Basic Wall:nbl_Clad_CemBnddPbrd-MtlFrm-MmbPolyethWthrBarr-InsulFF-Blk200_TYPE A | 0 | n/a | n/a | Other | n/a | n/a | n/a
ProductionYear | n/a | 1900-12-31T23:59:59 | Submitted:Submitted for Approval | Type | Basic Wall:nbl_Clad_CemBnddPbrd-MtlFrm-MmbPolyethWthrBarr-InsulFF-Blk200_TYPE A | User to populate | n/a | n/a | Other | n/a | n/a
ReplacementCost | n/a | 1900-12-31T23:59:59 | Submitted:Submitted for Approval | Type | Basic Wall:nbl_Clad_CemBnddPbrd-MtlFrm-MmbPolyethWthrBarr-InsulFF-Blk200_TYPE A | User to populate | n/a | n/a | Other | n/a | n/a
ServiceLifeDuration | n/a | 1900-12-31T23:59:59 | Submitted:Submitted for Approval | Type | Basic Wall:nbl_Clad_CemBnddPbrd-MtlFrm-MmbPolyethWthrBarr-InsulFF-Blk200_TYPE A | User to populate | n/a | n/a | Other | n/a | n/a
Shape | n/a | 1900-12-31T23:59:59 | Submitted:Submitted for Approval | Type | Basic Wall:nbl_Clad_CemBnddPbrd-MtlFrm-MmbPolyethWthrBarr-InsulFF-Blk200_TYPE A | User to populate | n/a | n/a | Other | n/a | n/a
Size | n/a | 1900-12-31T23:59:59 | Submitted:Submitted for Approval | Type | Basic Wall:nbl_Clad_CemBnddPbrd-MtlFrm-MmbPolyethWthrBarr-InsulFF-Blk200_TYPE A | User to populate | n/a | n/a | Other | n/a | n/a
WarrantyDescription | n/a | 1900-12-31T23:59:59 | Submitted:Submitted for Approval | Type | Basic Wall:nbl_Clad_CemBnddPbrd-MtlFrm-MmbPolyethWthrBarr-InsulFF-Blk200_TYPE A | User to populate | n/a | n/a | Other | n/a | n/a
WarrantyDurationLabour | n/a | 1900-12-31T23:59:59 | Submitted:Submitted for Approval | Type | Basic Wall:nbl_Clad_CemBnddPbrd-MtlFrm-MmbPolyethWthrBarr-InsulFF-Blk200_TYPE A | User to populate | n/a | n/a | Other | n/a | n/a
WarrantyDurationParts | n/a | 1900-12-31T23:59:59 | Submitted:Submitted for Approval | Type | Basic Wall:nbl_Clad_CemBnddPbrd-MtlFrm-MmbPolyethWthrBarr-InsulFF-Blk200_TYPE A | User to populate | n/a | n/a | Other | n/a | n/a
WarrantyGuarantorLabour | n/a | 1900-12-31T23:59:59 | Submitted:Submitted for Approval | Type | Basic Wall:nbl_Clad_CemBnddPbrd-MtlFrm-MmbPolyethWthrBarr-InsulFF-Blk200_TYPE A | User to populate | n/a | n/a | Other | n/a | n/a
WarrantyGuarantorParts | n/a | 1900-12-31T23:59:59 | Submitted:Submitted for Approval | Type | Basic Wall:nbl_Clad_CemBnddPbrd-MtlFrm-MmbPolyethWthrBarr-InsulFF-Blk200_TYPE A | User to populate | n/a | n/a | Other | n/a | n/a
Base Constraint | n/a | 1900-12-31T23:59:59 | Submitted:Submitted for Approval | Component | Basic Wall:nbl_Clad_CemBnddPbrd-MtlFrm-MmbPolyethWthrBarr-InsulFF-Blk200_TYPE A:122389 | Level: Ground Floor | n/a | n/a | Constraints | n/a | n/a
Base Extension Distance | n/a | 1900-12-31T23:59:59 | Submitted:Submitted for Approval | Component | Basic Wall:nbl_Clad_CemBnddPbrd-MtlFrm-MmbPolyethWthrBarr-InsulFF-Blk200_TYPE A:122389 | -160 | n/a | n/a | Constraints | n/a | n/a | n/a
Base is Attached | n/a | 1900-12-31T23:59:59 | Submitted:Submitted for Approval | Component | Basic Wall:nbl_Clad_CemBnddPbrd-MtlFrm-MmbPolyethWthrBarr-InsulFF-Blk200_TYPE A:122389 | n/a | n/a | n/a | Constraints | n/a | n/a | n/a
Base Offset | n/a | 1900-12-31T23:59:59 | Submitted:Submitted for Approval | Component | Basic Wall:nbl_Clad_CemBnddPbrd-MtlFrm-MmbPolyethWthrBarr-InsulFF-Blk200_TYPE A:122389 | 0 | n/a | n/a | Constraints | n/a | n/a | n/a
Location Line | n/a | 1900-12-31T23:59:59 | Submitted:Submitted for Approval | Component | Basic Wall:nbl_Clad_CemBnddPbrd-MtlFrm-MmbPolyethWthrBarr-InsulFF-Blk200_TYPE A:122389 | Finish Face: Exterior | n/a | n/a | Constraints | n/a | n/a
Related to Mass | n/a | 1900-12-31T23:59:59 | Submitted:Submitted for Approval | Component | Basic Wall:nbl_Clad_CemBnddPbrd-MtlFrm-MmbPolyethWthrBarr-InsulFF-Blk200_TYPE A:122389 | n/a | n/a | n/a | Constraints | n/a | n/a | n/a
Room Bounding | n/a | 1900-12-31T23:59:59 | Submitted:Submitted for Approval | Component | Basic Wall:nbl_Clad_CemBnddPbrd-MtlFrm-MmbPolyethWthrBarr-InsulFF-Blk200_TYPE A:122389 | TRUE | n/a | n/a | Constraints | n/a | n/a | n/a
Top Constraint | n/a | 1900-12-31T23:59:59 | Submitted:Submitted for Approval | Component | Basic Wall:nbl_Clad_CemBnddPbrd-MtlFrm-MmbPolyethWthrBarr-InsulFF-Blk200_TYPE A:122389 | Level: Roof Over Main Beams | n/a | n/a | Constraints | n/a | n/a
Top Extension Distance | n/a | 1900-12-31T23:59:59 | Submitted:Submitted for Approval | Component | Basic Wall:nbl_Clad_CemBnddPbrd-MtlFrm-MmbPolyethWthrBarr-InsulFF-Blk200_TYPE A:122389 | -1570 | n/a | n/a | Constraints | n/a | n/a | n/a
Top is Attached | n/a | 1900-12-31T23:59:59 | Submitted:Submitted for Approval | Component | Basic Wall:nbl_Clad_CemBnddPbrd-MtlFrm-MmbPolyethWthrBarr-InsulFF-Blk200_TYPE A:122389 | n/a | n/a | n/a | Constraints | n/a | n/a | n/a
Top Offset | n/a | 1900-12-31T23:59:59 | Submitted:Submitted for Approval | Component | Basic Wall:nbl_Clad_CemBnddPbrd-MtlFrm-MmbPolyethWthrBarr-InsulFF-Blk200_TYPE A:122389 | 0 | n/a | n/a | Constraints | n/a | n/a | n/a
Unconnected Height | n/a | 1900-12-31T23:59:59 | Submitted:Submitted for Approval | Component | Basic Wall:nbl_Clad_CemBnddPbrd-MtlFrm-MmbPolyethWthrBarr-InsulFF-Blk200_TYPE A:122389 | 4000 | n/a | n/a | Constraints | n/a | n/a | n/a
Area | n/a | 1900-12-31T23:59:59 | Submitted:Submitted for Approval | Component | Basic Wall:nbl_Clad_CemBnddPbrd-MtlFrm-MmbPolyethWthrBarr-InsulFF-Blk200_TYPE A:122389 | 33.0001 | n/a | n/a | Dimensions | n/a | n/a | n/a
Length | n/a | 1900-12-31T23:59:59 | Submitted:Submitted for Approval | Component | Basic Wall:nbl_Clad_CemBnddPbrd-MtlFrm-MmbPolyethWthrBarr-InsulFF-Blk200_TYPE A:122389 | 9537.5 | n/a | n/a | Dimensions | n/a | n/a | n/a
Volume | n/a | 1900-12-31T23:59:59 | Submitted:Submitted for Approval | Component | Basic Wall:nbl_Clad_CemBnddPbrd-MtlFrm-MmbPolyethWthrBarr-InsulFF-Blk200_TYPE A:122389 | 9.6018 | n/a | n/a | Dimensions | n/a | n/a | n/a
Phase Created | n/a | 1900-12-31T23:59:59 | Submitted:Submitted for Approval | Component | Basic Wall:nbl_Clad_CemBnddPbrd-MtlFrm-MmbPolyethWthrBarr-InsulFF-Blk200_TYPE A:122389 | New Construction | n/a | n/a | Phasing | n/a | n/a
Enable Analytical Model | n/a | 1900-12-31T23:59:59 | Submitted:Submitted for Approval | Component | Basic Wall:nbl_Clad_CemBnddPbrd-MtlFrm-MmbPolyethWthrBarr-InsulFF-Blk200_TYPE A:122389 | n/a | n/a | n/a | Structural | n/a | n/a | n/a
Structural | n/a | 1900-12-31T23:59:59 | Submitted:Submitted for Approval | Component | Basic Wall:nbl_Clad_CemBnddPbrd-MtlFrm-MmbPolyethWthrBarr-InsulFF-Blk200_TYPE A:122389 | n/a | n/a | n/a | Structural | n/a | n/a | n/a
Structural Usage | n/a | 1900-12-31T23:59:59 | Submitted:Submitted for Approval | Component | Basic Wall:nbl_Clad_CemBnddPbrd-MtlFrm-MmbPolyethWthrBarr-InsulFF-Blk200_TYPE A:122389 | Non-bearing | n/a | n/a | Structural | n/a | n/a
Reference | n/a | 1900-12-31T23:59:59 | Submitted:Submitted for Approval | Component | Basic Wall:nbl_Clad_CemBnddPbrd-MtlFrm-MmbPolyethWthrBarr-InsulFF-Blk200_TYPE A:122389 | nbl_Clad_CemBnddPbrd-MtlFrm-MmbPolyethWthrBarr-InsulFF-Blk200_TYPE A | n/a | n/a | Pset_WallCommon | n/a | n/a
LoadBearing | n/a | 1900-12-31T23:59:59 | Submitted:Submitted for Approval | Component | Basic Wall:nbl_Clad_CemBnddPbrd-MtlFrm-MmbPolyethWthrBarr-InsulFF-Blk200_TYPE A:122389 | n/a | n/a | n/a | Pset_WallCommon | n/a | n/a | n/a
ExtendToStructure | n/a | 1900-12-31T23:59:59 | Submitted:Submitted for Approval | Component | Basic Wall:nbl_Clad_CemBnddPbrd-MtlFrm-MmbPolyethWthrBarr-InsulFF-Blk200_TYPE A:122389 | n/a | n/a | n/a | Pset_WallCommon | n/a | n/a | n/a
IsExternal | n/a | 1900-12-31T23:59:59 | Submitted:Submitted for Approval | Component | Basic Wall:nbl_Clad_CemBnddPbrd-MtlFrm-MmbPolyethWthrBarr-InsulFF-Blk200_TYPE A:122389 | TRUE | n/a | n/a | Pset_WallCommon | n/a | n/a | n/a
ProductionYear | n/a | 1900-12-31T23:59:59 | Submitted:Submitted for Approval | Component | Basic Wall:nbl_Clad_CemBnddPbrd-MtlFrm-MmbPolyethWthrBarr-InsulFF-Blk200_TYPE A:122389 | User to populate | n/a | n/a | Pset_ManufacturerTypeInformation | n/a | n/a
Base Constraint | n/a | 1900-12-31T23:59:59 | Submitted:Submitted for Approval | Component | Basic Wall:nbl_Clad_CemBnddPbrd-MtlFrm-MmbPolyethWthrBarr-InsulFF-Blk200_TYPE A:122478 | Level: Ground Floor | n/a | n/a | Constraints | n/a | n/a
Base Extension Distance | n/a | 1900-12-31T23:59:59 | Submitted:Submitted for Approval | Component | Basic Wall:nbl_Clad_CemBnddPbrd-MtlFrm-MmbPolyethWthrBarr-InsulFF-Blk200_TYPE A:122478 | -155 | n/a | n/a | Constraints | n/a | n/a | n/a
Base is Attached | n/a | 1900-12-31T23:59:59 | Submitted:Submitted for Approval | Component | Basic Wall:nbl_Clad_CemBnddPbrd-MtlFrm-MmbPolyethWthrBarr-InsulFF-Blk200_TYPE A:122478 | n/a | n/a | n/a | Constraints | n/a | n/a | n/a
Base Offset | n/a | 1900-12-31T23:59:59 | Submitted:Submitted for Approval | Component | Basic Wall:nbl_Clad_CemBnddPbrd-MtlFrm-MmbPolyethWthrBarr-InsulFF-Blk200_TYPE A:122478 | 0 | n/a | n/a | Constraints | n/a | n/a | n/a
Location Line | n/a | 1900-12-31T23:59:59 | Submitted:Submitted for Approval | Component | Basic Wall:nbl_Clad_CemBnddPbrd-MtlFrm-MmbPolyethWthrBarr-InsulFF-Blk200_TYPE A:122478 | Finish Face: Exterior | n/a | n/a | Constraints | n/a | n/a
Related to Mass | n/a | 1900-12-31T23:59:59 | Submitted:Submitted for Approval | Component | Basic Wall:nbl_Clad_CemBnddPbrd-MtlFrm-MmbPolyethWthrBarr-InsulFF-Blk200_TYPE A:122478 | n/a | n/a | n/a | Constraints | n/a | n/a | n/a
Room Bounding | n/a | 1900-12-31T23:59:59 | Submitted:Submitted for Approval | Component | Basic Wall:nbl_Clad_CemBnddPbrd-MtlFrm-MmbPolyethWthrBarr-InsulFF-Blk200_TYPE A:122478 | TRUE | n/a | n/a | Constraints | n/a | n/a | n/a
Top Constraint | n/a | 1900-12-31T23:59:59 | Submitted:Submitted for Approval | Component | Basic Wall:nbl_Clad_CemBnddPbrd-MtlFrm-MmbPolyethWthrBarr-InsulFF-Blk200_TYPE A:122478 | Level: Roof Over Main Beams | n/a | n/a | Constraints | n/a | n/a
Top Extension Distance | n/a | 1900-12-31T23:59:59 | Submitted:Submitted for Approval | Component | Basic Wall:nbl_Clad_CemBnddPbrd-MtlFrm-MmbPolyethWthrBarr-InsulFF-Blk200_TYPE A:122478 | -1570 | n/a | n/a | Constraints | n/a | n/a | n/a
Top is Attached | n/a | 1900-12-31T23:59:59 | Submitted:Submitted for Approval | Component | Basic Wall:nbl_Clad_CemBnddPbrd-MtlFrm-MmbPolyethWthrBarr-InsulFF-Blk200_TYPE A:122478 | n/a | n/a | n/a | Constraints | n/a | n/a | n/a
Top Offset | n/a | 1900-12-31T23:59:59 | Submitted:Submitted for Approval | Component | Basic Wall:nbl_Clad_CemBnddPbrd-MtlFrm-MmbPolyethWthrBarr-InsulFF-Blk200_TYPE A:122478 | 0 | n/a | n/a | Constraints | n/a | n/a | n/a
Unconnected Height | n/a | 1900-12-31T23:59:59 | Submitted:Submitted for Approval | Component | Basic Wall:nbl_Clad_CemBnddPbrd-MtlFrm-MmbPolyethWthrBarr-InsulFF-Blk200_TYPE A:122478 | 4000 | n/a | n/a | Constraints | n/a | n/a | n/a
Area | n/a | 1900-12-31T23:59:59 | Submitted:Submitted for Approval | Component | Basic Wall:nbl_Clad_CemBnddPbrd-MtlFrm-MmbPolyethWthrBarr-InsulFF-Blk200_TYPE A:122478 | 57.5779 | n/a | n/a | Dimensions | n/a | n/a | n/a
Length | n/a | 1900-12-31T23:59:59 | Submitted:Submitted for Approval | Component | Basic Wall:nbl_Clad_CemBnddPbrd-MtlFrm-MmbPolyethWthrBarr-InsulFF-Blk200_TYPE A:122478 | 15454.9693 | n/a | n/a | Dimensions | n/a | n/a | n/a
Volume | n/a | 1900-12-31T23:59:59 | Submitted:Submitted for Approval | Component | Basic Wall:nbl_Clad_CemBnddPbrd-MtlFrm-MmbPolyethWthrBarr-InsulFF-Blk200_TYPE A:122478 | 17.1789 | n/a | n/a | Dimensions | n/a | n/a | n/a
Phase Created | n/a | 1900-12-31T23:59:59 | Submitted:Submitted for Approval | Component | Basic Wall:nbl_Clad_CemBnddPbrd-MtlFrm-MmbPolyethWthrBarr-InsulFF-Blk200_TYPE A:122478 | New Construction | n/a | n/a | Phasing | n/a | n/a
Enable Analytical Model | n/a | 1900-12-31T23:59:59 | Submitted:Submitted for Approval | Component | Basic Wall:nbl_Clad_CemBnddPbrd-MtlFrm-MmbPolyethWthrBarr-InsulFF-Blk200_TYPE A:122478 | n/a | n/a | n/a | Structural | n/a | n/a | n/a
Structural | n/a | 1900-12-31T23:59:59 | Submitted:Submitted for Approval | Component | Basic Wall:nbl_Clad_CemBnddPbrd-MtlFrm-MmbPolyethWthrBarr-InsulFF-Blk200_TYPE A:122478 | n/a | n/a | n/a | Structural | n/a | n/a | n/a
Structural Usage | n/a | 1900-12-31T23:59:59 | Submitted:Submitted for Approval | Component | Basic Wall:nbl_Clad_CemBnddPbrd-MtlFrm-MmbPolyethWthrBarr-InsulFF-Blk200_TYPE A:122478 | Non-bearing | n/a | n/a | Structural | n/a | n/a
Reference | n/a | 1900-12-31T23:59:59 | Submitted:Submitted for Approval | Component | Basic Wall:nbl_Clad_CemBnddPbrd-MtlFrm-MmbPolyethWthrBarr-InsulFF-Blk200_TYPE A:122478 | nbl_Clad_CemBnddPbrd-MtlFrm-MmbPolyethWthrBarr-InsulFF-Blk200_TYPE A | n/a | n/a | Pset_WallCommon | n/a | n/a
LoadBearing | n/a | 1900-12-31T23:59:59 | Submitted:Submitted for Approval | Component | Basic Wall:nbl_Clad_CemBnddPbrd-MtlFrm-MmbPolyethWthrBarr-InsulFF-Blk200_TYPE A:122478 | n/a | n/a | n/a | Pset_WallCommon | n/a | n/a | n/a
ExtendToStructure | n/a | 1900-12-31T23:59:59 | Submitted:Submitted for Approval | Component | Basic Wall:nbl_Clad_CemBnddPbrd-MtlFrm-MmbPolyethWthrBarr-InsulFF-Blk200_TYPE A:122478 | n/a | n/a | n/a | Pset_WallCommon | n/a | n/a | n/a
IsExternal | n/a | 1900-12-31T23:59:59 | Submitted:Submitted for Approval | Component | Basic Wall:nbl_Clad_CemBnddPbrd-MtlFrm-MmbPolyethWthrBarr-InsulFF-Blk200_TYPE A:122478 | TRUE | n/a | n/a | Pset_WallCommon | n/a | n/a | n/a
ProductionYear | n/a | 1900-12-31T23:59:59 | Submitted:Submitted for Approval | Component | Basic Wall:nbl_Clad_CemBnddPbrd-MtlFrm-MmbPolyethWthrBarr-InsulFF-Blk200_TYPE A:122478 | User to populate | n/a | n/a | Pset_ManufacturerTypeInformation | n/a | n/a
Base Constraint | n/a | 1900-12-31T23:59:59 | Submitted:Submitted for Approval | Component | Basic Wall:nbl_Clad_CemBnddPbrd-MtlFrm-MmbPolyethWthrBarr-InsulFF-Blk200_TYPE A:122624 | Level: Ground Floor | n/a | n/a | Constraints | n/a | n/a
Base Extension Distance | n/a | 1900-12-31T23:59:59 | Submitted:Submitted for Approval | Component | Basic Wall:nbl_Clad_CemBnddPbrd-MtlFrm-MmbPolyethWthrBarr-InsulFF-Blk200_TYPE A:122624 | -160 | n/a | n/a | Constraints | n/a | n/a | n/a
Base is Attached | n/a | 1900-12-31T23:59:59 | Submitted:Submitted for Approval | Component | Basic Wall:nbl_Clad_CemBnddPbrd-MtlFrm-MmbPolyethWthrBarr-InsulFF-Blk200_TYPE A:122624 | n/a | n/a | n/a | Constraints | n/a | n/a | n/a
Base Offset | n/a | 1900-12-31T23:59:59 | Submitted:Submitted for Approval | Component | Basic Wall:nbl_Clad_CemBnddPbrd-MtlFrm-MmbPolyethWthrBarr-InsulFF-Blk200_TYPE A:122624 | 0 | n/a | n/a | Constraints | n/a | n/a | n/a
Location Line | n/a | 1900-12-31T23:59:59 | Submitted:Submitted for Approval | Component | Basic Wall:nbl_Clad_CemBnddPbrd-MtlFrm-MmbPolyethWthrBarr-InsulFF-Blk200_TYPE A:122624 | Finish Face: Exterior | n/a | n/a | Constraints | n/a | n/a
Related to Mass | n/a | 1900-12-31T23:59:59 | Submitted:Submitted for Approval | Component | Basic Wall:nbl_Clad_CemBnddPbrd-MtlFrm-MmbPolyethWthrBarr-InsulFF-Blk200_TYPE A:122624 | n/a | n/a | n/a | Constraints | n/a | n/a | n/a
Room Bounding | n/a | 1900-12-31T23:59:59 | Submitted:Submitted for Approval | Component | Basic Wall:nbl_Clad_CemBnddPbrd-MtlFrm-MmbPolyethWthrBarr-InsulFF-Blk200_TYPE A:122624 | TRUE | n/a | n/a | Constraints | n/a | n/a | n/a
Top Constraint | n/a | 1900-12-31T23:59:59 | Submitted:Submitted for Approval | Component | Basic Wall:nbl_Clad_CemBnddPbrd-MtlFrm-MmbPolyethWthrBarr-InsulFF-Blk200_TYPE A:122624 | Level: Roof Over Main Beams | n/a | n/a | Constraints | n/a | n/a
Top Extension Distance | n/a | 1900-12-31T23:59:59 | Submitted:Submitted for Approval | Component | Basic Wall:nbl_Clad_CemBnddPbrd-MtlFrm-MmbPolyethWthrBarr-InsulFF-Blk200_TYPE A:122624 | -1570 | n/a | n/a | Constraints | n/a | n/a | n/a
Top is Attached | n/a | 1900-12-31T23:59:59 | Submitted:Submitted for Approval | Component | Basic Wall:nbl_Clad_CemBnddPbrd-MtlFrm-MmbPolyethWthrBarr-InsulFF-Blk200_TYPE A:122624 | n/a | n/a | n/a | Constraints | n/a | n/a | n/a
Top Offset | n/a | 1900-12-31T23:59:59 | Submitted:Submitted for Approval | Component | Basic Wall:nbl_Clad_CemBnddPbrd-MtlFrm-MmbPolyethWthrBarr-InsulFF-Blk200_TYPE A:122624 | 0 | n/a | n/a | Constraints | n/a | n/a | n/a
Unconnected Height | n/a | 1900-12-31T23:59:59 | Submitted:Submitted for Approval | Component | Basic Wall:nbl_Clad_CemBnddPbrd-MtlFrm-MmbPolyethWthrBarr-InsulFF-Blk200_TYPE A:122624 | 4000 | n/a | n/a | Constraints | n/a | n/a | n/a
Area | n/a | 1900-12-31T23:59:59 | Submitted:Submitted for Approval | Component | Basic Wall:nbl_Clad_CemBnddPbrd-MtlFrm-MmbPolyethWthrBarr-InsulFF-Blk200_TYPE A:122624 | 44.1001 | n/a | n/a | Dimensions | n/a | n/a | n/a
Length | n/a | 1900-12-31T23:59:59 | Submitted:Submitted for Approval | Component | Basic Wall:nbl_Clad_CemBnddPbrd-MtlFrm-MmbPolyethWthrBarr-InsulFF-Blk200_TYPE A:122624 | 12312.5 | n/a | n/a | Dimensions | n/a | n/a | n/a
Volume | n/a | 1900-12-31T23:59:59 | Submitted:Submitted for Approval | Component | Basic Wall:nbl_Clad_CemBnddPbrd-MtlFrm-MmbPolyethWthrBarr-InsulFF-Blk200_TYPE A:122624 | 12.9747 | n/a | n/a | Dimensions | n/a | n/a | n/a
Phase Created | n/a | 1900-12-31T23:59:59 | Submitted:Submitted for Approval | Component | Basic Wall:nbl_Clad_CemBnddPbrd-MtlFrm-MmbPolyethWthrBarr-InsulFF-Blk200_TYPE A:122624 | New Construction | n/a | n/a | Phasing | n/a | n/a
Enable Analytical Model | n/a | 1900-12-31T23:59:59 | Submitted:Submitted for Approval | Component | Basic Wall:nbl_Clad_CemBnddPbrd-MtlFrm-MmbPolyethWthrBarr-InsulFF-Blk200_TYPE A:122624 | n/a | n/a | n/a | Structural | n/a | n/a | n/a
Structural | n/a | 1900-12-31T23:59:59 | Submitted:Submitted for Approval | Component | Basic Wall:nbl_Clad_CemBnddPbrd-MtlFrm-MmbPolyethWthrBarr-InsulFF-Blk200_TYPE A:122624 | n/a | n/a | n/a | Structural | n/a | n/a | n/a
Structural Usage | n/a | 1900-12-31T23:59:59 | Submitted:Submitted for Approval | Component | Basic Wall:nbl_Clad_CemBnddPbrd-MtlFrm-MmbPolyethWthrBarr-InsulFF-Blk200_TYPE A:122624 | Non-bearing | n/a | n/a | Structural | n/a | n/a
Reference | n/a | 1900-12-31T23:59:59 | Submitted:Submitted for Approval | Component | Basic Wall:nbl_Clad_CemBnddPbrd-MtlFrm-MmbPolyethWthrBarr-InsulFF-Blk200_TYPE A:122624 | nbl_Clad_CemBnddPbrd-MtlFrm-MmbPolyethWthrBarr-InsulFF-Blk200_TYPE A | n/a | n/a | Pset_WallCommon | n/a | n/a
LoadBearing | n/a | 1900-12-31T23:59:59 | Submitted:Submitted for Approval | Component | Basic Wall:nbl_Clad_CemBnddPbrd-MtlFrm-MmbPolyethWthrBarr-InsulFF-Blk200_TYPE A:122624 | n/a | n/a | n/a | Pset_WallCommon | n/a | n/a | n/a
ExtendToStructure | n/a | 1900-12-31T23:59:59 | Submitted:Submitted for Approval | Component | Basic Wall:nbl_Clad_CemBnddPbrd-MtlFrm-MmbPolyethWthrBarr-InsulFF-Blk200_TYPE A:122624 | n/a | n/a | n/a | Pset_WallCommon | n/a | n/a | n/a
IsExternal | n/a | 1900-12-31T23:59:59 | Submitted:Submitted for Approval | Component | Basic Wall:nbl_Clad_CemBnddPbrd-MtlFrm-MmbPolyethWthrBarr-InsulFF-Blk200_TYPE A:122624 | TRUE | n/a | n/a | Pset_WallCommon | n/a | n/a | n/a
ProductionYear | n/a | 1900-12-31T23:59:59 | Submitted:Submitted for Approval | Component | Basic Wall:nbl_Clad_CemBnddPbrd-MtlFrm-MmbPolyethWthrBarr-InsulFF-Blk200_TYPE A:122624 | User to populate | n/a | n/a | Pset_ManufacturerTypeInformation | n/a | n/a
Base Constraint | n/a | 1900-12-31T23:59:59 | Submitted:Submitted for Approval | Component | Basic Wall:nbl_Clad_CemBnddPbrd-MtlFrm-MmbPolyethWthrBarr-InsulFF-Blk200_TYPE A:122714 | Level: Ground Floor | n/a | n/a | Constraints | n/a | n/a
Base Extension Distance | n/a | 1900-12-31T23:59:59 | Submitted:Submitted for Approval | Component | Basic Wall:nbl_Clad_CemBnddPbrd-MtlFrm-MmbPolyethWthrBarr-InsulFF-Blk200_TYPE A:122714 | -155 | n/a | n/a | Constraints | n/a | n/a | n/a
Base is Attached | n/a | 1900-12-31T23:59:59 | Submitted:Submitted for Approval | Component | Basic Wall:nbl_Clad_CemBnddPbrd-MtlFrm-MmbPolyethWthrBarr-InsulFF-Blk200_TYPE A:122714 | n/a | n/a | n/a | Constraints | n/a | n/a | n/a
Base Offset | n/a | 1900-12-31T23:59:59 | Submitted:Submitted for Approval | Component | Basic Wall:nbl_Clad_CemBnddPbrd-MtlFrm-MmbPolyethWthrBarr-InsulFF-Blk200_TYPE A:122714 | 0 | n/a | n/a | Constraints | n/a | n/a | n/a
Location Line | n/a | 1900-12-31T23:59:59 | Submitted:Submitted for Approval | Component | Basic Wall:nbl_Clad_CemBnddPbrd-MtlFrm-MmbPolyethWthrBarr-InsulFF-Blk200_TYPE A:122714 | Finish Face: Exterior | n/a | n/a | Constraints | n/a | n/a
Related to Mass | n/a | 1900-12-31T23:59:59 | Submitted:Submitted for Approval | Component | Basic Wall:nbl_Clad_CemBnddPbrd-MtlFrm-MmbPolyethWthrBarr-InsulFF-Blk200_TYPE A:122714 | n/a | n/a | n/a | Constraints | n/a | n/a | n/a
Room Bounding | n/a | 1900-12-31T23:59:59 | Submitted:Submitted for Approval | Component | Basic Wall:nbl_Clad_CemBnddPbrd-MtlFrm-MmbPolyethWthrBarr-InsulFF-Blk200_TYPE A:122714 | TRUE | n/a | n/a | Constraints | n/a | n/a | n/a
Top Constraint | n/a | 1900-12-31T23:59:59 | Submitted:Submitted for Approval | Component | Basic Wall:nbl_Clad_CemBnddPbrd-MtlFrm-MmbPolyethWthrBarr-InsulFF-Blk200_TYPE A:122714 | Level: Roof Over Main Beams | n/a | n/a | Constraints | n/a | n/a
Top Extension Distance | n/a | 1900-12-31T23:59:59 | Submitted:Submitted for Approval | Component | Basic Wall:nbl_Clad_CemBnddPbrd-MtlFrm-MmbPolyethWthrBarr-InsulFF-Blk200_TYPE A:122714 | -1570 | n/a | n/a | Constraints | n/a | n/a | n/a
Top is Attached | n/a | 1900-12-31T23:59:59 | Submitted:Submitted for Approval | Component | Basic Wall:nbl_Clad_CemBnddPbrd-MtlFrm-MmbPolyethWthrBarr-InsulFF-Blk200_TYPE A:122714 | n/a | n/a | n/a | Constraints | n/a | n/a | n/a
Top Offset | n/a | 1900-12-31T23:59:59 | Submitted:Submitted for Approval | Component | Basic Wall:nbl_Clad_CemBnddPbrd-MtlFrm-MmbPolyethWthrBarr-InsulFF-Blk200_TYPE A:122714 | 0 | n/a | n/a | Constraints | n/a | n/a | n/a
Unconnected Height | n/a | 1900-12-31T23:59:59 | Submitted:Submitted for Approval | Component | Basic Wall:nbl_Clad_CemBnddPbrd-MtlFrm-MmbPolyethWthrBarr-InsulFF-Blk200_TYPE A:122714 | 4000 | n/a | n/a | Constraints | n/a | n/a | n/a
Area | n/a | 1900-12-31T23:59:59 | Submitted:Submitted for Approval | Component | Basic Wall:nbl_Clad_CemBnddPbrd-MtlFrm-MmbPolyethWthrBarr-InsulFF-Blk200_TYPE A:122714 | 7.299 | n/a | n/a | Dimensions | n/a | n/a | n/a
Length | n/a | 1900-12-31T23:59:59 | Submitted:Submitted for Approval | Component | Basic Wall:nbl_Clad_CemBnddPbrd-MtlFrm-MmbPolyethWthrBarr-InsulFF-Blk200_TYPE A:122714 | 2775 | n/a | n/a | Dimensions | n/a | n/a | n/a
Volume | n/a | 1900-12-31T23:59:59 | Submitted:Submitted for Approval | Component | Basic Wall:nbl_Clad_CemBnddPbrd-MtlFrm-MmbPolyethWthrBarr-InsulFF-Blk200_TYPE A:122714 | 1.9443 | n/a | n/a | Dimensions | n/a | n/a | n/a
Phase Created | n/a | 1900-12-31T23:59:59 | Submitted:Submitted for Approval | Component | Basic Wall:nbl_Clad_CemBnddPbrd-MtlFrm-MmbPolyethWthrBarr-InsulFF-Blk200_TYPE A:122714 | New Construction | n/a | n/a | Phasing | n/a | n/a
Enable Analytical Model | n/a | 1900-12-31T23:59:59 | Submitted:Submitted for Approval | Component | Basic Wall:nbl_Clad_CemBnddPbrd-MtlFrm-MmbPolyethWthrBarr-InsulFF-Blk200_TYPE A:122714 | n/a | n/a | n/a | Structural | n/a | n/a | n/a
Structural | n/a | 1900-12-31T23:59:59 | Submitted:Submitted for Approval | Component | Basic Wall:nbl_Clad_CemBnddPbrd-MtlFrm-MmbPolyethWthrBarr-InsulFF-Blk200_TYPE A:122714 | n/a | n/a | n/a | Structural | n/a | n/a | n/a
Structural Usage | n/a | 1900-12-31T23:59:59 | Submitted:Submitted for Approval | Component | Basic Wall:nbl_Clad_CemBnddPbrd-MtlFrm-MmbPolyethWthrBarr-InsulFF-Blk200_TYPE A:122714 | Non-bearing | n/a | n/a | Structural | n/a | n/a
Reference | n/a | 1900-12-31T23:59:59 | Submitted:Submitted for Approval | Component | Basic Wall:nbl_Clad_CemBnddPbrd-MtlFrm-MmbPolyethWthrBarr-InsulFF-Blk200_TYPE A:122714 | nbl_Clad_CemBnddPbrd-MtlFrm-MmbPolyethWthrBarr-InsulFF-Blk200_TYPE A | n/a | n/a | Pset_WallCommon | n/a | n/a
LoadBearing | n/a | 1900-12-31T23:59:59 | Submitted:Submitted for Approval | Component | Basic Wall:nbl_Clad_CemBnddPbrd-MtlFrm-MmbPolyethWthrBarr-InsulFF-Blk200_TYPE A:122714 | n/a | n/a | n/a | Pset_WallCommon | n/a | n/a | n/a
ExtendToStructure | n/a | 1900-12-31T23:59:59 | Submitted:Submitted for Approval | Component | Basic Wall:nbl_Clad_CemBnddPbrd-MtlFrm-MmbPolyethWthrBarr-InsulFF-Blk200_TYPE A:122714 | n/a | n/a | n/a | Pset_WallCommon | n/a | n/a | n/a
IsExternal | n/a | 1900-12-31T23:59:59 | Submitted:Submitted for Approval | Component | Basic Wall:nbl_Clad_CemBnddPbrd-MtlFrm-MmbPolyethWthrBarr-InsulFF-Blk200_TYPE A:122714 | TRUE | n/a | n/a | Pset_WallCommon | n/a | n/a | n/a
ProductionYear | n/a | 1900-12-31T23:59:59 | Submitted:Submitted for Approval | Component | Basic Wall:nbl_Clad_CemBnddPbrd-MtlFrm-MmbPolyethWthrBarr-InsulFF-Blk200_TYPE A:122714 | User to populate | n/a | n/a | Pset_ManufacturerTypeInformation | n/a | n/a
Base Constraint | n/a | 1900-12-31T23:59:59 | Submitted:Submitted for Approval | Component | Basic Wall:nbl_Clad_CemBnddPbrd-MtlFrm-MmbPolyethWthrBarr-InsulFF-Blk200_TYPE A:383515 | Level: Ground Floor | n/a | n/a | Constraints | n/a | n/a
Base Extension Distance | n/a | 1900-12-31T23:59:59 | Submitted:Submitted for Approval | Component | Basic Wall:nbl_Clad_CemBnddPbrd-MtlFrm-MmbPolyethWthrBarr-InsulFF-Blk200_TYPE A:383515 | -155 | n/a | n/a | Constraints | n/a | n/a | n/a
Base is Attached | n/a | 1900-12-31T23:59:59 | Submitted:Submitted for Approval | Component | Basic Wall:nbl_Clad_CemBnddPbrd-MtlFrm-MmbPolyethWthrBarr-InsulFF-Blk200_TYPE A:383515 | n/a | n/a | n/a | Constraints | n/a | n/a | n/a
Base Offset | n/a | 1900-12-31T23:59:59 | Submitted:Submitted for Approval | Component | Basic Wall:nbl_Clad_CemBnddPbrd-MtlFrm-MmbPolyethWthrBarr-InsulFF-Blk200_TYPE A:383515 | 0 | n/a | n/a | Constraints | n/a | n/a | n/a
Location Line | n/a | 1900-12-31T23:59:59 | Submitted:Submitted for Approval | Component | Basic Wall:nbl_Clad_CemBnddPbrd-MtlFrm-MmbPolyethWthrBarr-InsulFF-Blk200_TYPE A:383515 | Finish Face: Exterior | n/a | n/a | Constraints | n/a | n/a
Related to Mass | n/a | 1900-12-31T23:59:59 | Submitted:Submitted for Approval | Component | Basic Wall:nbl_Clad_CemBnddPbrd-MtlFrm-MmbPolyethWthrBarr-InsulFF-Blk200_TYPE A:383515 | n/a | n/a | n/a | Constraints | n/a | n/a | n/a
Room Bounding | n/a | 1900-12-31T23:59:59 | Submitted:Submitted for Approval | Component | Basic Wall:nbl_Clad_CemBnddPbrd-MtlFrm-MmbPolyethWthrBarr-InsulFF-Blk200_TYPE A:383515 | TRUE | n/a | n/a | Constraints | n/a | n/a | n/a
Top Constraint | n/a | 1900-12-31T23:59:59 | Submitted:Submitted for Approval | Component | Basic Wall:nbl_Clad_CemBnddPbrd-MtlFrm-MmbPolyethWthrBarr-InsulFF-Blk200_TYPE A:383515 | Level: Roof Over Main Beams | n/a | n/a | Constraints | n/a | n/a
Top Extension Distance | n/a | 1900-12-31T23:59:59 | Submitted:Submitted for Approval | Component | Basic Wall:nbl_Clad_CemBnddPbrd-MtlFrm-MmbPolyethWthrBarr-InsulFF-Blk200_TYPE A:383515 | -1570 | n/a | n/a | Constraints | n/a | n/a | n/a
Top is Attached | n/a | 1900-12-31T23:59:59 | Submitted:Submitted for Approval | Component | Basic Wall:nbl_Clad_CemBnddPbrd-MtlFrm-MmbPolyethWthrBarr-InsulFF-Blk200_TYPE A:383515 | n/a | n/a | n/a | Constraints | n/a | n/a | n/a
Top Offset | n/a | 1900-12-31T23:59:59 | Submitted:Submitted for Approval | Component | Basic Wall:nbl_Clad_CemBnddPbrd-MtlFrm-MmbPolyethWthrBarr-InsulFF-Blk200_TYPE A:383515 | 0 | n/a | n/a | Constraints | n/a | n/a | n/a
Unconnected Height | n/a | 1900-12-31T23:59:59 | Submitted:Submitted for Approval | Component | Basic Wall:nbl_Clad_CemBnddPbrd-MtlFrm-MmbPolyethWthrBarr-InsulFF-Blk200_TYPE A:383515 | 4000 | n/a | n/a | Constraints | n/a | n/a | n/a
Area | n/a | 1900-12-31T23:59:59 | Submitted:Submitted for Approval | Component | Basic Wall:nbl_Clad_CemBnddPbrd-MtlFrm-MmbPolyethWthrBarr-InsulFF-Blk200_TYPE A:383515 | 36.2651 | n/a | n/a | Dimensions | n/a | n/a | n/a
Length | n/a | 1900-12-31T23:59:59 | Submitted:Submitted for Approval | Component | Basic Wall:nbl_Clad_CemBnddPbrd-MtlFrm-MmbPolyethWthrBarr-InsulFF-Blk200_TYPE A:383515 | 11190.0307 | n/a | n/a | Dimensions | n/a | n/a | n/a
Volume | n/a | 1900-12-31T23:59:59 | Submitted:Submitted for Approval | Component | Basic Wall:nbl_Clad_CemBnddPbrd-MtlFrm-MmbPolyethWthrBarr-InsulFF-Blk200_TYPE A:383515 | 10.3847 | n/a | n/a | Dimensions | n/a | n/a | n/a
Phase Created | n/a | 1900-12-31T23:59:59 | Submitted:Submitted for Approval | Component | Basic Wall:nbl_Clad_CemBnddPbrd-MtlFrm-MmbPolyethWthrBarr-InsulFF-Blk200_TYPE A:383515 | New Construction | n/a | n/a | Phasing | n/a | n/a
Enable Analytical Model | n/a | 1900-12-31T23:59:59 | Submitted:Submitted for Approval | Component | Basic Wall:nbl_Clad_CemBnddPbrd-MtlFrm-MmbPolyethWthrBarr-InsulFF-Blk200_TYPE A:383515 | n/a | n/a | n/a | Structural | n/a | n/a | n/a
Structural | n/a | 1900-12-31T23:59:59 | Submitted:Submitted for Approval | Component | Basic Wall:nbl_Clad_CemBnddPbrd-MtlFrm-MmbPolyethWthrBarr-InsulFF-Blk200_TYPE A:383515 | n/a | n/a | n/a | Structural | n/a | n/a | n/a
Structural Usage | n/a | 1900-12-31T23:59:59 | Submitted:Submitted for Approval | Component | Basic Wall:nbl_Clad_CemBnddPbrd-MtlFrm-MmbPolyethWthrBarr-InsulFF-Blk200_TYPE A:383515 | Non-bearing | n/a | n/a | Structural | n/a | n/a
Reference | n/a | 1900-12-31T23:59:59 | Submitted:Submitted for Approval | Component | Basic Wall:nbl_Clad_CemBnddPbrd-MtlFrm-MmbPolyethWthrBarr-InsulFF-Blk200_TYPE A:383515 | nbl_Clad_CemBnddPbrd-MtlFrm-MmbPolyethWthrBarr-InsulFF-Blk200_TYPE A | n/a | n/a | Pset_WallCommon | n/a | n/a
LoadBearing | n/a | 1900-12-31T23:59:59 | Submitted:Submitted for Approval | Component | Basic Wall:nbl_Clad_CemBnddPbrd-MtlFrm-MmbPolyethWthrBarr-InsulFF-Blk200_TYPE A:383515 | n/a | n/a | n/a | Pset_WallCommon | n/a | n/a | n/a
ExtendToStructure | n/a | 1900-12-31T23:59:59 | Submitted:Submitted for Approval | Component | Basic Wall:nbl_Clad_CemBnddPbrd-MtlFrm-MmbPolyethWthrBarr-InsulFF-Blk200_TYPE A:383515 | n/a | n/a | n/a | Pset_WallCommon | n/a | n/a | n/a
IsExternal | n/a | 1900-12-31T23:59:59 | Submitted:Submitted for Approval | Component | Basic Wall:nbl_Clad_CemBnddPbrd-MtlFrm-MmbPolyethWthrBarr-InsulFF-Blk200_TYPE A:383515 | TRUE | n/a | n/a | Pset_WallCommon | n/a | n/a | n/a
ProductionYear | n/a | 1900-12-31T23:59:59 | Submitted:Submitted for Approval | Component | Basic Wall:nbl_Clad_CemBnddPbrd-MtlFrm-MmbPolyethWthrBarr-InsulFF-Blk200_TYPE A:383515 | User to populate | n/a | n/a | Pset_ManufacturerTypeInformation | n/a | n/a
Absorptance | n/a | 1900-12-31T23:59:59 | Submitted:Submitted for Approval | Type | Basic Wall:nbl_Int_PlstrGyp-Blck140-PlstrGyp_TYPE A | 0.1 | n/a | n/a | Analytical Properties | n/a | n/a | n/a
Roughness | n/a | 1900-12-31T23:59:59 | Submitted:Submitted for Approval | Type | Basic Wall:nbl_Int_PlstrGyp-Blck140-PlstrGyp_TYPE A | 1 | n/a | n/a | Analytical Properties | n/a | n/a | n/a
Function | n/a | 1900-12-31T23:59:59 | Submitted:Submitted for Approval | Type | Basic Wall:nbl_Int_PlstrGyp-Blck140-PlstrGyp_TYPE A | Interior | n/a | n/a | Construction | n/a | n/a
Width | n/a | 1900-12-31T23:59:59 | Submitted:Submitted for Approval | Type | Basic Wall:nbl_Int_PlstrGyp-Blck140-PlstrGyp_TYPE A | 180 | n/a | n/a | Construction | n/a | n/a | n/a
Wrapping at Ends | n/a | 1900-12-31T23:59:59 | Submitted:Submitted for Approval | Type | Basic Wall:nbl_Int_PlstrGyp-Blck140-PlstrGyp_TYPE A | None | n/a | n/a | Construction | n/a | n/a
Wrapping at Inserts | n/a | 1900-12-31T23:59:59 | Submitted:Submitted for Approval | Type | Basic Wall:nbl_Int_PlstrGyp-Blck140-PlstrGyp_TYPE A | Both | n/a | n/a | Construction | n/a | n/a
Coarse Scale Fill Color | n/a | 1900-12-31T23:59:59 | Submitted:Submitted for Approval | Type | Basic Wall:nbl_Int_PlstrGyp-Blck140-PlstrGyp_TYPE A | 12632256 | n/a | n/a | Graphics | n/a | n/a | n/a
Coarse Scale Fill Pattern | n/a | 1900-12-31T23:59:59 | Submitted:Submitted for Approval | Type | Basic Wall:nbl_Int_PlstrGyp-Blck140-PlstrGyp_TYPE A | Solid fill | n/a | n/a | Graphics | n/a | n/a
Assembly Code | n/a | 1900-12-31T23:59:59 | Submitted:Submitted for Approval | Type | Basic Wall:nbl_Int_PlstrGyp-Blck140-PlstrGyp_TYPE A |  | n/a | n/a | Identity Data | n/a | n/a
Assembly Description | n/a | 1900-12-31T23:59:59 | Submitted:Submitted for Approval | Type | Basic Wall:nbl_Int_PlstrGyp-Blck140-PlstrGyp_TYPE A |  | n/a | n/a | Identity Data | n/a | n/a
Description | n/a | 1900-12-31T23:59:59 | Submitted:Submitted for Approval | Type | Basic Wall:nbl_Int_PlstrGyp-Blck140-PlstrGyp_TYPE A | Internal Plaster Gypsum Blck Plaster Gypsum | n/a | n/a | Identity Data | n/a | n/a
Help | n/a | 1900-12-31T23:59:59 | Submitted:Submitted for Approval | Type | Basic Wall:nbl_Int_PlstrGyp-Blck140-PlstrGyp_TYPE A | http://www.nationalbimlibrary.com | n/a | n/a | Identity Data | n/a | n/a
IssueDate | n/a | 1900-12-31T23:59:59 | Submitted:Submitted for Approval | Type | Basic Wall:nbl_Int_PlstrGyp-Blck140-PlstrGyp_TYPE A | 12/03/07 | n/a | n/a | Identity Data | n/a | n/a
NBSDescription | n/a | 1900-12-31T23:59:59 | Submitted:Submitted for Approval | Type | Basic Wall:nbl_Int_PlstrGyp-Blck140-PlstrGyp_TYPE A | Gypsum board partition system type A | n/a | n/a | Identity Data | n/a | n/a
NBSReference | n/a | 1900-12-31T23:59:59 | Submitted:Submitted for Approval | Type | Basic Wall:nbl_Int_PlstrGyp-Blck140-PlstrGyp_TYPE A | 25-15-25/135A | n/a | n/a | Identity Data | n/a | n/a
Type Mark | n/a | 1900-12-31T23:59:59 | Submitted:Submitted for Approval | Type | Basic Wall:nbl_Int_PlstrGyp-Blck140-PlstrGyp_TYPE A |  | n/a | n/a | Identity Data | n/a | n/a
Version | n/a | 1900-12-31T23:59:59 | Submitted:Submitted for Approval | Type | Basic Wall:nbl_Int_PlstrGyp-Blck140-PlstrGyp_TYPE A | 1.0 | n/a | n/a | Identity Data | n/a | n/a
Structural Material | n/a | 1900-12-31T23:59:59 | Submitted:Submitted for Approval | Type | Basic Wall:nbl_Int_PlstrGyp-Blck140-PlstrGyp_TYPE A | nbl_AggregateConcreteBlocks | n/a | n/a | Materials and Finishes | n/a | n/a
Colour | n/a | 1900-12-31T23:59:59 | Submitted:Submitted for Approval | Type | Basic Wall:nbl_Int_PlstrGyp-Blck140-PlstrGyp_TYPE A | User to populate | n/a | n/a | Other | n/a | n/a
Constituents | n/a | 1900-12-31T23:59:59 | Submitted:Submitted for Approval | Type | Basic Wall:nbl_Int_PlstrGyp-Blck140-PlstrGyp_TYPE A | User to populate | n/a | n/a | Other | n/a | n/a
Features | n/a | 1900-12-31T23:59:59 | Submitted:Submitted for Approval | Type | Basic Wall:nbl_Int_PlstrGyp-Blck140-PlstrGyp_TYPE A | User to populate | n/a | n/a | Other | n/a | n/a
Finish | n/a | 1900-12-31T23:59:59 | Submitted:Submitted for Approval | Type | Basic Wall:nbl_Int_PlstrGyp-Blck140-PlstrGyp_TYPE A | User to populate | n/a | n/a | Other | n/a | n/a
Grade | n/a | 1900-12-31T23:59:59 | Submitted:Submitted for Approval | Type | Basic Wall:nbl_Int_PlstrGyp-Blck140-PlstrGyp_TYPE A | User to populate | n/a | n/a | Other | n/a | n/a
Material | n/a | 1900-12-31T23:59:59 | Submitted:Submitted for Approval | Type | Basic Wall:nbl_Int_PlstrGyp-Blck140-PlstrGyp_TYPE A | User to populate | n/a | n/a | Other | n/a | n/a
NominalHeight | n/a | 1900-12-31T23:59:59 | Submitted:Submitted for Approval | Type | Basic Wall:nbl_Int_PlstrGyp-Blck140-PlstrGyp_TYPE A | 0 | n/a | n/a | Other | n/a | n/a | n/a
NominalLength | n/a | 1900-12-31T23:59:59 | Submitted:Submitted for Approval | Type | Basic Wall:nbl_Int_PlstrGyp-Blck140-PlstrGyp_TYPE A | 0 | n/a | n/a | Other | n/a | n/a | n/a
NominalWidth | n/a | 1900-12-31T23:59:59 | Submitted:Submitted for Approval | Type | Basic Wall:nbl_Int_PlstrGyp-Blck140-PlstrGyp_TYPE A | 0 | n/a | n/a | Other | n/a | n/a | n/a
ProductionYear | n/a | 1900-12-31T23:59:59 | Submitted:Submitted for Approval | Type | Basic Wall:nbl_Int_PlstrGyp-Blck140-PlstrGyp_TYPE A | User to populate | n/a | n/a | Other | n/a | n/a
ReplacementCost | n/a | 1900-12-31T23:59:59 | Submitted:Submitted for Approval | Type | Basic Wall:nbl_Int_PlstrGyp-Blck140-PlstrGyp_TYPE A | User to populate | n/a | n/a | Other | n/a | n/a
ServiceLifeDuration | n/a | 1900-12-31T23:59:59 | Submitted:Submitted for Approval | Type | Basic Wall:nbl_Int_PlstrGyp-Blck140-PlstrGyp_TYPE A | User to populate | n/a | n/a | Other | n/a | n/a
Shape | n/a | 1900-12-31T23:59:59 | Submitted:Submitted for Approval | Type | Basic Wall:nbl_Int_PlstrGyp-Blck140-PlstrGyp_TYPE A | User to populate | n/a | n/a | Other | n/a | n/a
Size | n/a | 1900-12-31T23:59:59 | Submitted:Submitted for Approval | Type | Basic Wall:nbl_Int_PlstrGyp-Blck140-PlstrGyp_TYPE A | User to populate | n/a | n/a | Other | n/a | n/a
WarrantyDescription | n/a | 1900-12-31T23:59:59 | Submitted:Submitted for Approval | Type | Basic Wall:nbl_Int_PlstrGyp-Blck140-PlstrGyp_TYPE A | User to populate | n/a | n/a | Other | n/a | n/a
WarrantyDurationLabour | n/a | 1900-12-31T23:59:59 | Submitted:Submitted for Approval | Type | Basic Wall:nbl_Int_PlstrGyp-Blck140-PlstrGyp_TYPE A | User to populate | n/a | n/a | Other | n/a | n/a
WarrantyDurationParts | n/a | 1900-12-31T23:59:59 | Submitted:Submitted for Approval | Type | Basic Wall:nbl_Int_PlstrGyp-Blck140-PlstrGyp_TYPE A | User to populate | n/a | n/a | Other | n/a | n/a
WarrantyGuarantorLabour | n/a | 1900-12-31T23:59:59 | Submitted:Submitted for Approval | Type | Basic Wall:nbl_Int_PlstrGyp-Blck140-PlstrGyp_TYPE A | User to populate | n/a | n/a | Other | n/a | n/a
WarrantyGuarantorParts | n/a | 1900-12-31T23:59:59 | Submitted:Submitted for Approval | Type | Basic Wall:nbl_Int_PlstrGyp-Blck140-PlstrGyp_TYPE A | User to populate | n/a | n/a | Other | n/a | n/a
Base Constraint | n/a | 1900-12-31T23:59:59 | Submitted:Submitted for Approval | Component | Basic Wall:nbl_Int_PlstrGyp-Blck140-PlstrGyp_TYPE A:122872 | Level: Ground Floor | n/a | n/a | Constraints | n/a | n/a
Base Extension Distance | n/a | 1900-12-31T23:59:59 | Submitted:Submitted for Approval | Component | Basic Wall:nbl_Int_PlstrGyp-Blck140-PlstrGyp_TYPE A:122872 | -160 | n/a | n/a | Constraints | n/a | n/a | n/a
Base is Attached | n/a | 1900-12-31T23:59:59 | Submitted:Submitted for Approval | Component | Basic Wall:nbl_Int_PlstrGyp-Blck140-PlstrGyp_TYPE A:122872 | n/a | n/a | n/a | Constraints | n/a | n/a | n/a
Base Offset | n/a | 1900-12-31T23:59:59 | Submitted:Submitted for Approval | Component | Basic Wall:nbl_Int_PlstrGyp-Blck140-PlstrGyp_TYPE A:122872 | 0 | n/a | n/a | Constraints | n/a | n/a | n/a
Location Line | n/a | 1900-12-31T23:59:59 | Submitted:Submitted for Approval | Component | Basic Wall:nbl_Int_PlstrGyp-Blck140-PlstrGyp_TYPE A:122872 | Finish Face: Exterior | n/a | n/a | Constraints | n/a | n/a
Related to Mass | n/a | 1900-12-31T23:59:59 | Submitted:Submitted for Approval | Component | Basic Wall:nbl_Int_PlstrGyp-Blck140-PlstrGyp_TYPE A:122872 | n/a | n/a | n/a | Constraints | n/a | n/a | n/a
Room Bounding | n/a | 1900-12-31T23:59:59 | Submitted:Submitted for Approval | Component | Basic Wall:nbl_Int_PlstrGyp-Blck140-PlstrGyp_TYPE A:122872 | TRUE | n/a | n/a | Constraints | n/a | n/a | n/a
Top Constraint | n/a | 1900-12-31T23:59:59 | Submitted:Submitted for Approval | Component | Basic Wall:nbl_Int_PlstrGyp-Blck140-PlstrGyp_TYPE A:122872 | Level: Lower Roof - Slab Level | n/a | n/a | Constraints | n/a | n/a
Top Extension Distance | n/a | 1900-12-31T23:59:59 | Submitted:Submitted for Approval | Component | Basic Wall:nbl_Int_PlstrGyp-Blck140-PlstrGyp_TYPE A:122872 | 0 | n/a | n/a | Constraints | n/a | n/a | n/a
Top is Attached | n/a | 1900-12-31T23:59:59 | Submitted:Submitted for Approval | Component | Basic Wall:nbl_Int_PlstrGyp-Blck140-PlstrGyp_TYPE A:122872 | n/a | n/a | n/a | Constraints | n/a | n/a | n/a
Top Offset | n/a | 1900-12-31T23:59:59 | Submitted:Submitted for Approval | Component | Basic Wall:nbl_Int_PlstrGyp-Blck140-PlstrGyp_TYPE A:122872 | -300 | n/a | n/a | Constraints | n/a | n/a | n/a
Unconnected Height | n/a | 1900-12-31T23:59:59 | Submitted:Submitted for Approval | Component | Basic Wall:nbl_Int_PlstrGyp-Blck140-PlstrGyp_TYPE A:122872 | 2900 | n/a | n/a | Constraints | n/a | n/a | n/a
Area | n/a | 1900-12-31T23:59:59 | Submitted:Submitted for Approval | Component | Basic Wall:nbl_Int_PlstrGyp-Blck140-PlstrGyp_TYPE A:122872 | 4.7995 | n/a | n/a | Dimensions | n/a | n/a | n/a
Length | n/a | 1900-12-31T23:59:59 | Submitted:Submitted for Approval | Component | Basic Wall:nbl_Int_PlstrGyp-Blck140-PlstrGyp_TYPE A:122872 | 1922.5 | n/a | n/a | Dimensions | n/a | n/a | n/a
Volume | n/a | 1900-12-31T23:59:59 | Submitted:Submitted for Approval | Component | Basic Wall:nbl_Int_PlstrGyp-Blck140-PlstrGyp_TYPE A:122872 | 0.90143 | n/a | n/a | Dimensions | n/a | n/a | n/a
FireRating | n/a | 1900-12-31T23:59:59 | Submitted:Submitted for Approval | Component | Basic Wall:nbl_Int_PlstrGyp-Blck140-PlstrGyp_TYPE A:122872 | 120 | n/a | n/a | Fire Protection | n/a | n/a
Phase Created | n/a | 1900-12-31T23:59:59 | Submitted:Submitted for Approval | Component | Basic Wall:nbl_Int_PlstrGyp-Blck140-PlstrGyp_TYPE A:122872 | New Construction | n/a | n/a | Phasing | n/a | n/a
Enable Analytical Model | n/a | 1900-12-31T23:59:59 | Submitted:Submitted for Approval | Component | Basic Wall:nbl_Int_PlstrGyp-Blck140-PlstrGyp_TYPE A:122872 | n/a | n/a | n/a | Structural | n/a | n/a | n/a
Structural | n/a | 1900-12-31T23:59:59 | Submitted:Submitted for Approval | Component | Basic Wall:nbl_Int_PlstrGyp-Blck140-PlstrGyp_TYPE A:122872 | n/a | n/a | n/a | Structural | n/a | n/a | n/a
Structural Usage | n/a | 1900-12-31T23:59:59 | Submitted:Submitted for Approval | Component | Basic Wall:nbl_Int_PlstrGyp-Blck140-PlstrGyp_TYPE A:122872 | Non-bearing | n/a | n/a | Structural | n/a | n/a
Reference | n/a | 1900-12-31T23:59:59 | Submitted:Submitted for Approval | Component | Basic Wall:nbl_Int_PlstrGyp-Blck140-PlstrGyp_TYPE A:122872 | nbl_Int_PlstrGyp-Blck140-PlstrGyp_TYPE A | n/a | n/a | Pset_WallCommon | n/a | n/a
LoadBearing | n/a | 1900-12-31T23:59:59 | Submitted:Submitted for Approval | Component | Basic Wall:nbl_Int_PlstrGyp-Blck140-PlstrGyp_TYPE A:122872 | n/a | n/a | n/a | Pset_WallCommon | n/a | n/a | n/a
ExtendToStructure | n/a | 1900-12-31T23:59:59 | Submitted:Submitted for Approval | Component | Basic Wall:nbl_Int_PlstrGyp-Blck140-PlstrGyp_TYPE A:122872 | n/a | n/a | n/a | Pset_WallCommon | n/a | n/a | n/a
IsExternal | n/a | 1900-12-31T23:59:59 | Submitted:Submitted for Approval | Component | Basic Wall:nbl_Int_PlstrGyp-Blck140-PlstrGyp_TYPE A:122872 | n/a | n/a | n/a | Pset_WallCommon | n/a | n/a | n/a
FireRating | n/a | 1900-12-31T23:59:59 | Submitted:Submitted for Approval | Component | Basic Wall:nbl_Int_PlstrGyp-Blck140-PlstrGyp_TYPE A:122872 | 120 | n/a | n/a | Pset_WallCommon | n/a | n/a
ProductionYear | n/a | 1900-12-31T23:59:59 | Submitted:Submitted for Approval | Component | Basic Wall:nbl_Int_PlstrGyp-Blck140-PlstrGyp_TYPE A:122872 | User to populate | n/a | n/a | Pset_ManufacturerTypeInformation | n/a | n/a
Base Constraint | n/a | 1900-12-31T23:59:59 | Submitted:Submitted for Approval | Component | Basic Wall:nbl_Int_PlstrGyp-Blck140-PlstrGyp_TYPE A:123025 | Level: Ground Floor | n/a | n/a | Constraints | n/a | n/a
Base Extension Distance | n/a | 1900-12-31T23:59:59 | Submitted:Submitted for Approval | Component | Basic Wall:nbl_Int_PlstrGyp-Blck140-PlstrGyp_TYPE A:123025 | -160 | n/a | n/a | Constraints | n/a | n/a | n/a
Base is Attached | n/a | 1900-12-31T23:59:59 | Submitted:Submitted for Approval | Component | Basic Wall:nbl_Int_PlstrGyp-Blck140-PlstrGyp_TYPE A:123025 | n/a | n/a | n/a | Constraints | n/a | n/a | n/a
Base Offset | n/a | 1900-12-31T23:59:59 | Submitted:Submitted for Approval | Component | Basic Wall:nbl_Int_PlstrGyp-Blck140-PlstrGyp_TYPE A:123025 | 0 | n/a | n/a | Constraints | n/a | n/a | n/a
Location Line | n/a | 1900-12-31T23:59:59 | Submitted:Submitted for Approval | Component | Basic Wall:nbl_Int_PlstrGyp-Blck140-PlstrGyp_TYPE A:123025 | Finish Face: Exterior | n/a | n/a | Constraints | n/a | n/a
Related to Mass | n/a | 1900-12-31T23:59:59 | Submitted:Submitted for Approval | Component | Basic Wall:nbl_Int_PlstrGyp-Blck140-PlstrGyp_TYPE A:123025 | n/a | n/a | n/a | Constraints | n/a | n/a | n/a
Room Bounding | n/a | 1900-12-31T23:59:59 | Submitted:Submitted for Approval | Component | Basic Wall:nbl_Int_PlstrGyp-Blck140-PlstrGyp_TYPE A:123025 | TRUE | n/a | n/a | Constraints | n/a | n/a | n/a
Top Constraint | n/a | 1900-12-31T23:59:59 | Submitted:Submitted for Approval | Component | Basic Wall:nbl_Int_PlstrGyp-Blck140-PlstrGyp_TYPE A:123025 | Level: Lower Roof - Slab Level | n/a | n/a | Constraints | n/a | n/a
Top Extension Distance | n/a | 1900-12-31T23:59:59 | Submitted:Submitted for Approval | Component | Basic Wall:nbl_Int_PlstrGyp-Blck140-PlstrGyp_TYPE A:123025 | 0 | n/a | n/a | Constraints | n/a | n/a | n/a
Top is Attached | n/a | 1900-12-31T23:59:59 | Submitted:Submitted for Approval | Component | Basic Wall:nbl_Int_PlstrGyp-Blck140-PlstrGyp_TYPE A:123025 | n/a | n/a | n/a | Constraints | n/a | n/a | n/a
Top Offset | n/a | 1900-12-31T23:59:59 | Submitted:Submitted for Approval | Component | Basic Wall:nbl_Int_PlstrGyp-Blck140-PlstrGyp_TYPE A:123025 | -300 | n/a | n/a | Constraints | n/a | n/a | n/a
Unconnected Height | n/a | 1900-12-31T23:59:59 | Submitted:Submitted for Approval | Component | Basic Wall:nbl_Int_PlstrGyp-Blck140-PlstrGyp_TYPE A:123025 | 2900 | n/a | n/a | Constraints | n/a | n/a | n/a
Area | n/a | 1900-12-31T23:59:59 | Submitted:Submitted for Approval | Component | Basic Wall:nbl_Int_PlstrGyp-Blck140-PlstrGyp_TYPE A:123025 | 4.8326 | n/a | n/a | Dimensions | n/a | n/a | n/a
Length | n/a | 1900-12-31T23:59:59 | Submitted:Submitted for Approval | Component | Basic Wall:nbl_Int_PlstrGyp-Blck140-PlstrGyp_TYPE A:123025 | 1763.9132 | n/a | n/a | Dimensions | n/a | n/a | n/a
Volume | n/a | 1900-12-31T23:59:59 | Submitted:Submitted for Approval | Component | Basic Wall:nbl_Int_PlstrGyp-Blck140-PlstrGyp_TYPE A:123025 | 0.90675 | n/a | n/a | Dimensions | n/a | n/a | n/a
FireRating | n/a | 1900-12-31T23:59:59 | Submitted:Submitted for Approval | Component | Basic Wall:nbl_Int_PlstrGyp-Blck140-PlstrGyp_TYPE A:123025 | 120 | n/a | n/a | Fire Protection | n/a | n/a
Phase Created | n/a | 1900-12-31T23:59:59 | Submitted:Submitted for Approval | Component | Basic Wall:nbl_Int_PlstrGyp-Blck140-PlstrGyp_TYPE A:123025 | New Construction | n/a | n/a | Phasing | n/a | n/a
Enable Analytical Model | n/a | 1900-12-31T23:59:59 | Submitted:Submitted for Approval | Component | Basic Wall:nbl_Int_PlstrGyp-Blck140-PlstrGyp_TYPE A:123025 | n/a | n/a | n/a | Structural | n/a | n/a | n/a
Structural | n/a | 1900-12-31T23:59:59 | Submitted:Submitted for Approval | Component | Basic Wall:nbl_Int_PlstrGyp-Blck140-PlstrGyp_TYPE A:123025 | n/a | n/a | n/a | Structural | n/a | n/a | n/a
Structural Usage | n/a | 1900-12-31T23:59:59 | Submitted:Submitted for Approval | Component | Basic Wall:nbl_Int_PlstrGyp-Blck140-PlstrGyp_TYPE A:123025 | Non-bearing | n/a | n/a | Structural | n/a | n/a
Reference | n/a | 1900-12-31T23:59:59 | Submitted:Submitted for Approval | Component | Basic Wall:nbl_Int_PlstrGyp-Blck140-PlstrGyp_TYPE A:123025 | nbl_Int_PlstrGyp-Blck140-PlstrGyp_TYPE A | n/a | n/a | Pset_WallCommon | n/a | n/a
LoadBearing | n/a | 1900-12-31T23:59:59 | Submitted:Submitted for Approval | Component | Basic Wall:nbl_Int_PlstrGyp-Blck140-PlstrGyp_TYPE A:123025 | n/a | n/a | n/a | Pset_WallCommon | n/a | n/a | n/a
ExtendToStructure | n/a | 1900-12-31T23:59:59 | Submitted:Submitted for Approval | Component | Basic Wall:nbl_Int_PlstrGyp-Blck140-PlstrGyp_TYPE A:123025 | n/a | n/a | n/a | Pset_WallCommon | n/a | n/a | n/a
IsExternal | n/a | 1900-12-31T23:59:59 | Submitted:Submitted for Approval | Component | Basic Wall:nbl_Int_PlstrGyp-Blck140-PlstrGyp_TYPE A:123025 | n/a | n/a | n/a | Pset_WallCommon | n/a | n/a | n/a
FireRating | n/a | 1900-12-31T23:59:59 | Submitted:Submitted for Approval | Component | Basic Wall:nbl_Int_PlstrGyp-Blck140-PlstrGyp_TYPE A:123025 | 120 | n/a | n/a | Pset_WallCommon | n/a | n/a
ProductionYear | n/a | 1900-12-31T23:59:59 | Submitted:Submitted for Approval | Component | Basic Wall:nbl_Int_PlstrGyp-Blck140-PlstrGyp_TYPE A:123025 | User to populate | n/a | n/a | Pset_ManufacturerTypeInformation | n/a | n/a
Base Constraint | n/a | 1900-12-31T23:59:59 | Submitted:Submitted for Approval | Component | Basic Wall:nbl_Int_PlstrGyp-Blck140-PlstrGyp_TYPE A:123053 | Level: Ground Floor | n/a | n/a | Constraints | n/a | n/a
Base Extension Distance | n/a | 1900-12-31T23:59:59 | Submitted:Submitted for Approval | Component | Basic Wall:nbl_Int_PlstrGyp-Blck140-PlstrGyp_TYPE A:123053 | -160 | n/a | n/a | Constraints | n/a | n/a | n/a
Base is Attached | n/a | 1900-12-31T23:59:59 | Submitted:Submitted for Approval | Component | Basic Wall:nbl_Int_PlstrGyp-Blck140-PlstrGyp_TYPE A:123053 | n/a | n/a | n/a | Constraints | n/a | n/a | n/a
Base Offset | n/a | 1900-12-31T23:59:59 | Submitted:Submitted for Approval | Component | Basic Wall:nbl_Int_PlstrGyp-Blck140-PlstrGyp_TYPE A:123053 | 0 | n/a | n/a | Constraints | n/a | n/a | n/a
Location Line | n/a | 1900-12-31T23:59:59 | Submitted:Submitted for Approval | Component | Basic Wall:nbl_Int_PlstrGyp-Blck140-PlstrGyp_TYPE A:123053 | Finish Face: Exterior | n/a | n/a | Constraints | n/a | n/a
Related to Mass | n/a | 1900-12-31T23:59:59 | Submitted:Submitted for Approval | Component | Basic Wall:nbl_Int_PlstrGyp-Blck140-PlstrGyp_TYPE A:123053 | n/a | n/a | n/a | Constraints | n/a | n/a | n/a
Room Bounding | n/a | 1900-12-31T23:59:59 | Submitted:Submitted for Approval | Component | Basic Wall:nbl_Int_PlstrGyp-Blck140-PlstrGyp_TYPE A:123053 | TRUE | n/a | n/a | Constraints | n/a | n/a | n/a
Top Constraint | n/a | 1900-12-31T23:59:59 | Submitted:Submitted for Approval | Component | Basic Wall:nbl_Int_PlstrGyp-Blck140-PlstrGyp_TYPE A:123053 | Level: Lower Roof - Slab Level | n/a | n/a | Constraints | n/a | n/a
Top Extension Distance | n/a | 1900-12-31T23:59:59 | Submitted:Submitted for Approval | Component | Basic Wall:nbl_Int_PlstrGyp-Blck140-PlstrGyp_TYPE A:123053 | 0 | n/a | n/a | Constraints | n/a | n/a | n/a
Top is Attached | n/a | 1900-12-31T23:59:59 | Submitted:Submitted for Approval | Component | Basic Wall:nbl_Int_PlstrGyp-Blck140-PlstrGyp_TYPE A:123053 | n/a | n/a | n/a | Constraints | n/a | n/a | n/a
Top Offset | n/a | 1900-12-31T23:59:59 | Submitted:Submitted for Approval | Component | Basic Wall:nbl_Int_PlstrGyp-Blck140-PlstrGyp_TYPE A:123053 | -300 | n/a | n/a | Constraints | n/a | n/a | n/a
Unconnected Height | n/a | 1900-12-31T23:59:59 | Submitted:Submitted for Approval | Component | Basic Wall:nbl_Int_PlstrGyp-Blck140-PlstrGyp_TYPE A:123053 | 2900 | n/a | n/a | Constraints | n/a | n/a | n/a
Area | n/a | 1900-12-31T23:59:59 | Submitted:Submitted for Approval | Component | Basic Wall:nbl_Int_PlstrGyp-Blck140-PlstrGyp_TYPE A:123053 | 9.6101 | n/a | n/a | Dimensions | n/a | n/a | n/a
Length | n/a | 1900-12-31T23:59:59 | Submitted:Submitted for Approval | Component | Basic Wall:nbl_Int_PlstrGyp-Blck140-PlstrGyp_TYPE A:123053 | 3313.8376 | n/a | n/a | Dimensions | n/a | n/a | n/a
Volume | n/a | 1900-12-31T23:59:59 | Submitted:Submitted for Approval | Component | Basic Wall:nbl_Int_PlstrGyp-Blck140-PlstrGyp_TYPE A:123053 | 1.8041 | n/a | n/a | Dimensions | n/a | n/a | n/a
FireRating | n/a | 1900-12-31T23:59:59 | Submitted:Submitted for Approval | Component | Basic Wall:nbl_Int_PlstrGyp-Blck140-PlstrGyp_TYPE A:123053 | 120 | n/a | n/a | Fire Protection | n/a | n/a
Phase Created | n/a | 1900-12-31T23:59:59 | Submitted:Submitted for Approval | Component | Basic Wall:nbl_Int_PlstrGyp-Blck140-PlstrGyp_TYPE A:123053 | New Construction | n/a | n/a | Phasing | n/a | n/a
Enable Analytical Model | n/a | 1900-12-31T23:59:59 | Submitted:Submitted for Approval | Component | Basic Wall:nbl_Int_PlstrGyp-Blck140-PlstrGyp_TYPE A:123053 | n/a | n/a | n/a | Structural | n/a | n/a | n/a
Structural | n/a | 1900-12-31T23:59:59 | Submitted:Submitted for Approval | Component | Basic Wall:nbl_Int_PlstrGyp-Blck140-PlstrGyp_TYPE A:123053 | n/a | n/a | n/a | Structural | n/a | n/a | n/a
Structural Usage | n/a | 1900-12-31T23:59:59 | Submitted:Submitted for Approval | Component | Basic Wall:nbl_Int_PlstrGyp-Blck140-PlstrGyp_TYPE A:123053 | Non-bearing | n/a | n/a | Structural | n/a | n/a
Reference | n/a | 1900-12-31T23:59:59 | Submitted:Submitted for Approval | Component | Basic Wall:nbl_Int_PlstrGyp-Blck140-PlstrGyp_TYPE A:123053 | nbl_Int_PlstrGyp-Blck140-PlstrGyp_TYPE A | n/a | n/a | Pset_WallCommon | n/a | n/a
LoadBearing | n/a | 1900-12-31T23:59:59 | Submitted:Submitted for Approval | Component | Basic Wall:nbl_Int_PlstrGyp-Blck140-PlstrGyp_TYPE A:123053 | n/a | n/a | n/a | Pset_WallCommon | n/a | n/a | n/a
ExtendToStructure | n/a | 1900-12-31T23:59:59 | Submitted:Submitted for Approval | Component | Basic Wall:nbl_Int_PlstrGyp-Blck140-PlstrGyp_TYPE A:123053 | n/a | n/a | n/a | Pset_WallCommon | n/a | n/a | n/a
IsExternal | n/a | 1900-12-31T23:59:59 | Submitted:Submitted for Approval | Component | Basic Wall:nbl_Int_PlstrGyp-Blck140-PlstrGyp_TYPE A:123053 | n/a | n/a | n/a | Pset_WallCommon | n/a | n/a | n/a
FireRating | n/a | 1900-12-31T23:59:59 | Submitted:Submitted for Approval | Component | Basic Wall:nbl_Int_PlstrGyp-Blck140-PlstrGyp_TYPE A:123053 | 120 | n/a | n/a | Pset_WallCommon | n/a | n/a
ProductionYear | n/a | 1900-12-31T23:59:59 | Submitted:Submitted for Approval | Component | Basic Wall:nbl_Int_PlstrGyp-Blck140-PlstrGyp_TYPE A:123053 | User to populate | n/a | n/a | Pset_ManufacturerTypeInformation | n/a | n/a
Base Constraint | n/a | 1900-12-31T23:59:59 | Submitted:Submitted for Approval | Component | Basic Wall:nbl_Int_PlstrGyp-Blck140-PlstrGyp_TYPE A:123082 | Level: Ground Floor | n/a | n/a | Constraints | n/a | n/a
Base Extension Distance | n/a | 1900-12-31T23:59:59 | Submitted:Submitted for Approval | Component | Basic Wall:nbl_Int_PlstrGyp-Blck140-PlstrGyp_TYPE A:123082 | -160 | n/a | n/a | Constraints | n/a | n/a | n/a
Base is Attached | n/a | 1900-12-31T23:59:59 | Submitted:Submitted for Approval | Component | Basic Wall:nbl_Int_PlstrGyp-Blck140-PlstrGyp_TYPE A:123082 | n/a | n/a | n/a | Constraints | n/a | n/a | n/a
Base Offset | n/a | 1900-12-31T23:59:59 | Submitted:Submitted for Approval | Component | Basic Wall:nbl_Int_PlstrGyp-Blck140-PlstrGyp_TYPE A:123082 | 0 | n/a | n/a | Constraints | n/a | n/a | n/a
Location Line | n/a | 1900-12-31T23:59:59 | Submitted:Submitted for Approval | Component | Basic Wall:nbl_Int_PlstrGyp-Blck140-PlstrGyp_TYPE A:123082 | Finish Face: Exterior | n/a | n/a | Constraints | n/a | n/a
Related to Mass | n/a | 1900-12-31T23:59:59 | Submitted:Submitted for Approval | Component | Basic Wall:nbl_Int_PlstrGyp-Blck140-PlstrGyp_TYPE A:123082 | n/a | n/a | n/a | Constraints | n/a | n/a | n/a
Room Bounding | n/a | 1900-12-31T23:59:59 | Submitted:Submitted for Approval | Component | Basic Wall:nbl_Int_PlstrGyp-Blck140-PlstrGyp_TYPE A:123082 | TRUE | n/a | n/a | Constraints | n/a | n/a | n/a
Top Constraint | n/a | 1900-12-31T23:59:59 | Submitted:Submitted for Approval | Component | Basic Wall:nbl_Int_PlstrGyp-Blck140-PlstrGyp_TYPE A:123082 | Level: Lower Roof - Slab Level | n/a | n/a | Constraints | n/a | n/a
Top Extension Distance | n/a | 1900-12-31T23:59:59 | Submitted:Submitted for Approval | Component | Basic Wall:nbl_Int_PlstrGyp-Blck140-PlstrGyp_TYPE A:123082 | 0 | n/a | n/a | Constraints | n/a | n/a | n/a
Top is Attached | n/a | 1900-12-31T23:59:59 | Submitted:Submitted for Approval | Component | Basic Wall:nbl_Int_PlstrGyp-Blck140-PlstrGyp_TYPE A:123082 | n/a | n/a | n/a | Constraints | n/a | n/a | n/a
Top Offset | n/a | 1900-12-31T23:59:59 | Submitted:Submitted for Approval | Component | Basic Wall:nbl_Int_PlstrGyp-Blck140-PlstrGyp_TYPE A:123082 | -300 | n/a | n/a | Constraints | n/a | n/a | n/a
Unconnected Height | n/a | 1900-12-31T23:59:59 | Submitted:Submitted for Approval | Component | Basic Wall:nbl_Int_PlstrGyp-Blck140-PlstrGyp_TYPE A:123082 | 2900 | n/a | n/a | Constraints | n/a | n/a | n/a
Area | n/a | 1900-12-31T23:59:59 | Submitted:Submitted for Approval | Component | Basic Wall:nbl_Int_PlstrGyp-Blck140-PlstrGyp_TYPE A:123082 | 2.3996 | n/a | n/a | Dimensions | n/a | n/a | n/a
Length | n/a | 1900-12-31T23:59:59 | Submitted:Submitted for Approval | Component | Basic Wall:nbl_Int_PlstrGyp-Blck140-PlstrGyp_TYPE A:123082 | 1646.4132 | n/a | n/a | Dimensions | n/a | n/a | n/a
Volume | n/a | 1900-12-31T23:59:59 | Submitted:Submitted for Approval | Component | Basic Wall:nbl_Int_PlstrGyp-Blck140-PlstrGyp_TYPE A:123082 | 0.4561 | n/a | n/a | Dimensions | n/a | n/a | n/a
FireRating | n/a | 1900-12-31T23:59:59 | Submitted:Submitted for Approval | Component | Basic Wall:nbl_Int_PlstrGyp-Blck140-PlstrGyp_TYPE A:123082 | 120 | n/a | n/a | Fire Protection | n/a | n/a
Phase Created | n/a | 1900-12-31T23:59:59 | Submitted:Submitted for Approval | Component | Basic Wall:nbl_Int_PlstrGyp-Blck140-PlstrGyp_TYPE A:123082 | New Construction | n/a | n/a | Phasing | n/a | n/a
Enable Analytical Model | n/a | 1900-12-31T23:59:59 | Submitted:Submitted for Approval | Component | Basic Wall:nbl_Int_PlstrGyp-Blck140-PlstrGyp_TYPE A:123082 | n/a | n/a | n/a | Structural | n/a | n/a | n/a
Structural | n/a | 1900-12-31T23:59:59 | Submitted:Submitted for Approval | Component | Basic Wall:nbl_Int_PlstrGyp-Blck140-PlstrGyp_TYPE A:123082 | n/a | n/a | n/a | Structural | n/a | n/a | n/a
Structural Usage | n/a | 1900-12-31T23:59:59 | Submitted:Submitted for Approval | Component | Basic Wall:nbl_Int_PlstrGyp-Blck140-PlstrGyp_TYPE A:123082 | Non-bearing | n/a | n/a | Structural | n/a | n/a
Reference | n/a | 1900-12-31T23:59:59 | Submitted:Submitted for Approval | Component | Basic Wall:nbl_Int_PlstrGyp-Blck140-PlstrGyp_TYPE A:123082 | nbl_Int_PlstrGyp-Blck140-PlstrGyp_TYPE A | n/a | n/a | Pset_WallCommon | n/a | n/a
LoadBearing | n/a | 1900-12-31T23:59:59 | Submitted:Submitted for Approval | Component | Basic Wall:nbl_Int_PlstrGyp-Blck140-PlstrGyp_TYPE A:123082 | n/a | n/a | n/a | Pset_WallCommon | n/a | n/a | n/a
ExtendToStructure | n/a | 1900-12-31T23:59:59 | Submitted:Submitted for Approval | Component | Basic Wall:nbl_Int_PlstrGyp-Blck140-PlstrGyp_TYPE A:123082 | n/a | n/a | n/a | Pset_WallCommon | n/a | n/a | n/a
IsExternal | n/a | 1900-12-31T23:59:59 | Submitted:Submitted for Approval | Component | Basic Wall:nbl_Int_PlstrGyp-Blck140-PlstrGyp_TYPE A:123082 | n/a | n/a | n/a | Pset_WallCommon | n/a | n/a | n/a
FireRating | n/a | 1900-12-31T23:59:59 | Submitted:Submitted for Approval | Component | Basic Wall:nbl_Int_PlstrGyp-Blck140-PlstrGyp_TYPE A:123082 | 120 | n/a | n/a | Pset_WallCommon | n/a | n/a
ProductionYear | n/a | 1900-12-31T23:59:59 | Submitted:Submitted for Approval | Component | Basic Wall:nbl_Int_PlstrGyp-Blck140-PlstrGyp_TYPE A:123082 | User to populate | n/a | n/a | Pset_ManufacturerTypeInformation | n/a | n/a
Base Constraint | n/a | 1900-12-31T23:59:59 | Submitted:Submitted for Approval | Component | Basic Wall:nbl_Int_PlstrGyp-Blck140-PlstrGyp_TYPE A:123156 | Level: Ground Floor | n/a | n/a | Constraints | n/a | n/a
Base Extension Distance | n/a | 1900-12-31T23:59:59 | Submitted:Submitted for Approval | Component | Basic Wall:nbl_Int_PlstrGyp-Blck140-PlstrGyp_TYPE A:123156 | -160 | n/a | n/a | Constraints | n/a | n/a | n/a
Base is Attached | n/a | 1900-12-31T23:59:59 | Submitted:Submitted for Approval | Component | Basic Wall:nbl_Int_PlstrGyp-Blck140-PlstrGyp_TYPE A:123156 | n/a | n/a | n/a | Constraints | n/a | n/a | n/a
Base Offset | n/a | 1900-12-31T23:59:59 | Submitted:Submitted for Approval | Component | Basic Wall:nbl_Int_PlstrGyp-Blck140-PlstrGyp_TYPE A:123156 | 0 | n/a | n/a | Constraints | n/a | n/a | n/a
Location Line | n/a | 1900-12-31T23:59:59 | Submitted:Submitted for Approval | Component | Basic Wall:nbl_Int_PlstrGyp-Blck140-PlstrGyp_TYPE A:123156 | Finish Face: Exterior | n/a | n/a | Constraints | n/a | n/a
Related to Mass | n/a | 1900-12-31T23:59:59 | Submitted:Submitted for Approval | Component | Basic Wall:nbl_Int_PlstrGyp-Blck140-PlstrGyp_TYPE A:123156 | n/a | n/a | n/a | Constraints | n/a | n/a | n/a
Room Bounding | n/a | 1900-12-31T23:59:59 | Submitted:Submitted for Approval | Component | Basic Wall:nbl_Int_PlstrGyp-Blck140-PlstrGyp_TYPE A:123156 | TRUE | n/a | n/a | Constraints | n/a | n/a | n/a
Top Constraint | n/a | 1900-12-31T23:59:59 | Submitted:Submitted for Approval | Component | Basic Wall:nbl_Int_PlstrGyp-Blck140-PlstrGyp_TYPE A:123156 | Level: Lower Roof - Slab Level | n/a | n/a | Constraints | n/a | n/a
Top Extension Distance | n/a | 1900-12-31T23:59:59 | Submitted:Submitted for Approval | Component | Basic Wall:nbl_Int_PlstrGyp-Blck140-PlstrGyp_TYPE A:123156 | 0 | n/a | n/a | Constraints | n/a | n/a | n/a
Top is Attached | n/a | 1900-12-31T23:59:59 | Submitted:Submitted for Approval | Component | Basic Wall:nbl_Int_PlstrGyp-Blck140-PlstrGyp_TYPE A:123156 | n/a | n/a | n/a | Constraints | n/a | n/a | n/a
Top Offset | n/a | 1900-12-31T23:59:59 | Submitted:Submitted for Approval | Component | Basic Wall:nbl_Int_PlstrGyp-Blck140-PlstrGyp_TYPE A:123156 | -300 | n/a | n/a | Constraints | n/a | n/a | n/a
Unconnected Height | n/a | 1900-12-31T23:59:59 | Submitted:Submitted for Approval | Component | Basic Wall:nbl_Int_PlstrGyp-Blck140-PlstrGyp_TYPE A:123156 | 2900 | n/a | n/a | Constraints | n/a | n/a | n/a
Area | n/a | 1900-12-31T23:59:59 | Submitted:Submitted for Approval | Component | Basic Wall:nbl_Int_PlstrGyp-Blck140-PlstrGyp_TYPE A:123156 | 6.1676 | n/a | n/a | Dimensions | n/a | n/a | n/a
Length | n/a | 1900-12-31T23:59:59 | Submitted:Submitted for Approval | Component | Basic Wall:nbl_Int_PlstrGyp-Blck140-PlstrGyp_TYPE A:123156 | 3455.0307 | n/a | n/a | Dimensions | n/a | n/a | n/a
Volume | n/a | 1900-12-31T23:59:59 | Submitted:Submitted for Approval | Component | Basic Wall:nbl_Int_PlstrGyp-Blck140-PlstrGyp_TYPE A:123156 | 1.186 | n/a | n/a | Dimensions | n/a | n/a | n/a
Phase Created | n/a | 1900-12-31T23:59:59 | Submitted:Submitted for Approval | Component | Basic Wall:nbl_Int_PlstrGyp-Blck140-PlstrGyp_TYPE A:123156 | New Construction | n/a | n/a | Phasing | n/a | n/a
Enable Analytical Model | n/a | 1900-12-31T23:59:59 | Submitted:Submitted for Approval | Component | Basic Wall:nbl_Int_PlstrGyp-Blck140-PlstrGyp_TYPE A:123156 | n/a | n/a | n/a | Structural | n/a | n/a | n/a
Structural | n/a | 1900-12-31T23:59:59 | Submitted:Submitted for Approval | Component | Basic Wall:nbl_Int_PlstrGyp-Blck140-PlstrGyp_TYPE A:123156 | n/a | n/a | n/a | Structural | n/a | n/a | n/a
Structural Usage | n/a | 1900-12-31T23:59:59 | Submitted:Submitted for Approval | Component | Basic Wall:nbl_Int_PlstrGyp-Blck140-PlstrGyp_TYPE A:123156 | Non-bearing | n/a | n/a | Structural | n/a | n/a
Reference | n/a | 1900-12-31T23:59:59 | Submitted:Submitted for Approval | Component | Basic Wall:nbl_Int_PlstrGyp-Blck140-PlstrGyp_TYPE A:123156 | nbl_Int_PlstrGyp-Blck140-PlstrGyp_TYPE A | n/a | n/a | Pset_WallCommon | n/a | n/a
LoadBearing | n/a | 1900-12-31T23:59:59 | Submitted:Submitted for Approval | Component | Basic Wall:nbl_Int_PlstrGyp-Blck140-PlstrGyp_TYPE A:123156 | n/a | n/a | n/a | Pset_WallCommon | n/a | n/a | n/a
ExtendToStructure | n/a | 1900-12-31T23:59:59 | Submitted:Submitted for Approval | Component | Basic Wall:nbl_Int_PlstrGyp-Blck140-PlstrGyp_TYPE A:123156 | n/a | n/a | n/a | Pset_WallCommon | n/a | n/a | n/a
IsExternal | n/a | 1900-12-31T23:59:59 | Submitted:Submitted for Approval | Component | Basic Wall:nbl_Int_PlstrGyp-Blck140-PlstrGyp_TYPE A:123156 | n/a | n/a | n/a | Pset_WallCommon | n/a | n/a | n/a
ProductionYear | n/a | 1900-12-31T23:59:59 | Submitted:Submitted for Approval | Component | Basic Wall:nbl_Int_PlstrGyp-Blck140-PlstrGyp_TYPE A:123156 | User to populate | n/a | n/a | Pset_ManufacturerTypeInformation | n/a | n/a
Base Constraint | n/a | 1900-12-31T23:59:59 | Submitted:Submitted for Approval | Component | Basic Wall:nbl_Int_PlstrGyp-Blck140-PlstrGyp_TYPE A:123203 | Level: Ground Floor | n/a | n/a | Constraints | n/a | n/a
Base Extension Distance | n/a | 1900-12-31T23:59:59 | Submitted:Submitted for Approval | Component | Basic Wall:nbl_Int_PlstrGyp-Blck140-PlstrGyp_TYPE A:123203 | -160 | n/a | n/a | Constraints | n/a | n/a | n/a
Base is Attached | n/a | 1900-12-31T23:59:59 | Submitted:Submitted for Approval | Component | Basic Wall:nbl_Int_PlstrGyp-Blck140-PlstrGyp_TYPE A:123203 | n/a | n/a | n/a | Constraints | n/a | n/a | n/a
Base Offset | n/a | 1900-12-31T23:59:59 | Submitted:Submitted for Approval | Component | Basic Wall:nbl_Int_PlstrGyp-Blck140-PlstrGyp_TYPE A:123203 | 0 | n/a | n/a | Constraints | n/a | n/a | n/a
Location Line | n/a | 1900-12-31T23:59:59 | Submitted:Submitted for Approval | Component | Basic Wall:nbl_Int_PlstrGyp-Blck140-PlstrGyp_TYPE A:123203 | Finish Face: Exterior | n/a | n/a | Constraints | n/a | n/a
Related to Mass | n/a | 1900-12-31T23:59:59 | Submitted:Submitted for Approval | Component | Basic Wall:nbl_Int_PlstrGyp-Blck140-PlstrGyp_TYPE A:123203 | n/a | n/a | n/a | Constraints | n/a | n/a | n/a
Room Bounding | n/a | 1900-12-31T23:59:59 | Submitted:Submitted for Approval | Component | Basic Wall:nbl_Int_PlstrGyp-Blck140-PlstrGyp_TYPE A:123203 | TRUE | n/a | n/a | Constraints | n/a | n/a | n/a
Top Constraint | n/a | 1900-12-31T23:59:59 | Submitted:Submitted for Approval | Component | Basic Wall:nbl_Int_PlstrGyp-Blck140-PlstrGyp_TYPE A:123203 | Level: Lower Roof - Slab Level | n/a | n/a | Constraints | n/a | n/a
Top Extension Distance | n/a | 1900-12-31T23:59:59 | Submitted:Submitted for Approval | Component | Basic Wall:nbl_Int_PlstrGyp-Blck140-PlstrGyp_TYPE A:123203 | 0 | n/a | n/a | Constraints | n/a | n/a | n/a
Top is Attached | n/a | 1900-12-31T23:59:59 | Submitted:Submitted for Approval | Component | Basic Wall:nbl_Int_PlstrGyp-Blck140-PlstrGyp_TYPE A:123203 | n/a | n/a | n/a | Constraints | n/a | n/a | n/a
Top Offset | n/a | 1900-12-31T23:59:59 | Submitted:Submitted for Approval | Component | Basic Wall:nbl_Int_PlstrGyp-Blck140-PlstrGyp_TYPE A:123203 | -300 | n/a | n/a | Constraints | n/a | n/a | n/a
Unconnected Height | n/a | 1900-12-31T23:59:59 | Submitted:Submitted for Approval | Component | Basic Wall:nbl_Int_PlstrGyp-Blck140-PlstrGyp_TYPE A:123203 | 2900 | n/a | n/a | Constraints | n/a | n/a | n/a
Area | n/a | 1900-12-31T23:59:59 | Submitted:Submitted for Approval | Component | Basic Wall:nbl_Int_PlstrGyp-Blck140-PlstrGyp_TYPE A:123203 | 21.402 | n/a | n/a | Dimensions | n/a | n/a | n/a
Length | n/a | 1900-12-31T23:59:59 | Submitted:Submitted for Approval | Component | Basic Wall:nbl_Int_PlstrGyp-Blck140-PlstrGyp_TYPE A:123203 | 7560 | n/a | n/a | Dimensions | n/a | n/a | n/a
Volume | n/a | 1900-12-31T23:59:59 | Submitted:Submitted for Approval | Component | Basic Wall:nbl_Int_PlstrGyp-Blck140-PlstrGyp_TYPE A:123203 | 4.0186 | n/a | n/a | Dimensions | n/a | n/a | n/a
FireRating | n/a | 1900-12-31T23:59:59 | Submitted:Submitted for Approval | Component | Basic Wall:nbl_Int_PlstrGyp-Blck140-PlstrGyp_TYPE A:123203 | 120 | n/a | n/a | Fire Protection | n/a | n/a
Phase Created | n/a | 1900-12-31T23:59:59 | Submitted:Submitted for Approval | Component | Basic Wall:nbl_Int_PlstrGyp-Blck140-PlstrGyp_TYPE A:123203 | New Construction | n/a | n/a | Phasing | n/a | n/a
Enable Analytical Model | n/a | 1900-12-31T23:59:59 | Submitted:Submitted for Approval | Component | Basic Wall:nbl_Int_PlstrGyp-Blck140-PlstrGyp_TYPE A:123203 | n/a | n/a | n/a | Structural | n/a | n/a | n/a
Structural | n/a | 1900-12-31T23:59:59 | Submitted:Submitted for Approval | Component | Basic Wall:nbl_Int_PlstrGyp-Blck140-PlstrGyp_TYPE A:123203 | n/a | n/a | n/a | Structural | n/a | n/a | n/a
Structural Usage | n/a | 1900-12-31T23:59:59 | Submitted:Submitted for Approval | Component | Basic Wall:nbl_Int_PlstrGyp-Blck140-PlstrGyp_TYPE A:123203 | Non-bearing | n/a | n/a | Structural | n/a | n/a
Reference | n/a | 1900-12-31T23:59:59 | Submitted:Submitted for Approval | Component | Basic Wall:nbl_Int_PlstrGyp-Blck140-PlstrGyp_TYPE A:123203 | nbl_Int_PlstrGyp-Blck140-PlstrGyp_TYPE A | n/a | n/a | Pset_WallCommon | n/a | n/a
LoadBearing | n/a | 1900-12-31T23:59:59 | Submitted:Submitted for Approval | Component | Basic Wall:nbl_Int_PlstrGyp-Blck140-PlstrGyp_TYPE A:123203 | n/a | n/a | n/a | Pset_WallCommon | n/a | n/a | n/a
ExtendToStructure | n/a | 1900-12-31T23:59:59 | Submitted:Submitted for Approval | Component | Basic Wall:nbl_Int_PlstrGyp-Blck140-PlstrGyp_TYPE A:123203 | n/a | n/a | n/a | Pset_WallCommon | n/a | n/a | n/a
IsExternal | n/a | 1900-12-31T23:59:59 | Submitted:Submitted for Approval | Component | Basic Wall:nbl_Int_PlstrGyp-Blck140-PlstrGyp_TYPE A:123203 | n/a | n/a | n/a | Pset_WallCommon | n/a | n/a | n/a
FireRating | n/a | 1900-12-31T23:59:59 | Submitted:Submitted for Approval | Component | Basic Wall:nbl_Int_PlstrGyp-Blck140-PlstrGyp_TYPE A:123203 | 120 | n/a | n/a | Pset_WallCommon | n/a | n/a
ProductionYear | n/a | 1900-12-31T23:59:59 | Submitted:Submitted for Approval | Component | Basic Wall:nbl_Int_PlstrGyp-Blck140-PlstrGyp_TYPE A:123203 | User to populate | n/a | n/a | Pset_ManufacturerTypeInformation | n/a | n/a
Base Constraint | n/a | 1900-12-31T23:59:59 | Submitted:Submitted for Approval | Component | Basic Wall:nbl_Int_PlstrGyp-Blck140-PlstrGyp_TYPE A:123274 | Level: Ground Floor | n/a | n/a | Constraints | n/a | n/a
Base Extension Distance | n/a | 1900-12-31T23:59:59 | Submitted:Submitted for Approval | Component | Basic Wall:nbl_Int_PlstrGyp-Blck140-PlstrGyp_TYPE A:123274 | -160 | n/a | n/a | Constraints | n/a | n/a | n/a
Base is Attached | n/a | 1900-12-31T23:59:59 | Submitted:Submitted for Approval | Component | Basic Wall:nbl_Int_PlstrGyp-Blck140-PlstrGyp_TYPE A:123274 | n/a | n/a | n/a | Constraints | n/a | n/a | n/a
Base Offset | n/a | 1900-12-31T23:59:59 | Submitted:Submitted for Approval | Component | Basic Wall:nbl_Int_PlstrGyp-Blck140-PlstrGyp_TYPE A:123274 | 0 | n/a | n/a | Constraints | n/a | n/a | n/a
Location Line | n/a | 1900-12-31T23:59:59 | Submitted:Submitted for Approval | Component | Basic Wall:nbl_Int_PlstrGyp-Blck140-PlstrGyp_TYPE A:123274 | Finish Face: Exterior | n/a | n/a | Constraints | n/a | n/a
Related to Mass | n/a | 1900-12-31T23:59:59 | Submitted:Submitted for Approval | Component | Basic Wall:nbl_Int_PlstrGyp-Blck140-PlstrGyp_TYPE A:123274 | n/a | n/a | n/a | Constraints | n/a | n/a | n/a
Room Bounding | n/a | 1900-12-31T23:59:59 | Submitted:Submitted for Approval | Component | Basic Wall:nbl_Int_PlstrGyp-Blck140-PlstrGyp_TYPE A:123274 | TRUE | n/a | n/a | Constraints | n/a | n/a | n/a
Top Constraint | n/a | 1900-12-31T23:59:59 | Submitted:Submitted for Approval | Component | Basic Wall:nbl_Int_PlstrGyp-Blck140-PlstrGyp_TYPE A:123274 | Level: Lower Roof - Slab Level | n/a | n/a | Constraints | n/a | n/a
Top Extension Distance | n/a | 1900-12-31T23:59:59 | Submitted:Submitted for Approval | Component | Basic Wall:nbl_Int_PlstrGyp-Blck140-PlstrGyp_TYPE A:123274 | 0 | n/a | n/a | Constraints | n/a | n/a | n/a
Top is Attached | n/a | 1900-12-31T23:59:59 | Submitted:Submitted for Approval | Component | Basic Wall:nbl_Int_PlstrGyp-Blck140-PlstrGyp_TYPE A:123274 | n/a | n/a | n/a | Constraints | n/a | n/a | n/a
Top Offset | n/a | 1900-12-31T23:59:59 | Submitted:Submitted for Approval | Component | Basic Wall:nbl_Int_PlstrGyp-Blck140-PlstrGyp_TYPE A:123274 | -300 | n/a | n/a | Constraints | n/a | n/a | n/a
Unconnected Height | n/a | 1900-12-31T23:59:59 | Submitted:Submitted for Approval | Component | Basic Wall:nbl_Int_PlstrGyp-Blck140-PlstrGyp_TYPE A:123274 | 2900 | n/a | n/a | Constraints | n/a | n/a | n/a
Area | n/a | 1900-12-31T23:59:59 | Submitted:Submitted for Approval | Component | Basic Wall:nbl_Int_PlstrGyp-Blck140-PlstrGyp_TYPE A:123274 | 7.308 | n/a | n/a | Dimensions | n/a | n/a | n/a
Length | n/a | 1900-12-31T23:59:59 | Submitted:Submitted for Approval | Component | Basic Wall:nbl_Int_PlstrGyp-Blck140-PlstrGyp_TYPE A:123274 | 2797.5 | n/a | n/a | Dimensions | n/a | n/a | n/a
Volume | n/a | 1900-12-31T23:59:59 | Submitted:Submitted for Approval | Component | Basic Wall:nbl_Int_PlstrGyp-Blck140-PlstrGyp_TYPE A:123274 | 1.3723 | n/a | n/a | Dimensions | n/a | n/a | n/a
FireRating | n/a | 1900-12-31T23:59:59 | Submitted:Submitted for Approval | Component | Basic Wall:nbl_Int_PlstrGyp-Blck140-PlstrGyp_TYPE A:123274 | 120 | n/a | n/a | Fire Protection | n/a | n/a
Phase Created | n/a | 1900-12-31T23:59:59 | Submitted:Submitted for Approval | Component | Basic Wall:nbl_Int_PlstrGyp-Blck140-PlstrGyp_TYPE A:123274 | New Construction | n/a | n/a | Phasing | n/a | n/a
Enable Analytical Model | n/a | 1900-12-31T23:59:59 | Submitted:Submitted for Approval | Component | Basic Wall:nbl_Int_PlstrGyp-Blck140-PlstrGyp_TYPE A:123274 | n/a | n/a | n/a | Structural | n/a | n/a | n/a
Structural | n/a | 1900-12-31T23:59:59 | Submitted:Submitted for Approval | Component | Basic Wall:nbl_Int_PlstrGyp-Blck140-PlstrGyp_TYPE A:123274 | n/a | n/a | n/a | Structural | n/a | n/a | n/a
Structural Usage | n/a | 1900-12-31T23:59:59 | Submitted:Submitted for Approval | Component | Basic Wall:nbl_Int_PlstrGyp-Blck140-PlstrGyp_TYPE A:123274 | Non-bearing | n/a | n/a | Structural | n/a | n/a
Reference | n/a | 1900-12-31T23:59:59 | Submitted:Submitted for Approval | Component | Basic Wall:nbl_Int_PlstrGyp-Blck140-PlstrGyp_TYPE A:123274 | nbl_Int_PlstrGyp-Blck140-PlstrGyp_TYPE A | n/a | n/a | Pset_WallCommon | n/a | n/a
LoadBearing | n/a | 1900-12-31T23:59:59 | Submitted:Submitted for Approval | Component | Basic Wall:nbl_Int_PlstrGyp-Blck140-PlstrGyp_TYPE A:123274 | n/a | n/a | n/a | Pset_WallCommon | n/a | n/a | n/a
ExtendToStructure | n/a | 1900-12-31T23:59:59 | Submitted:Submitted for Approval | Component | Basic Wall:nbl_Int_PlstrGyp-Blck140-PlstrGyp_TYPE A:123274 | n/a | n/a | n/a | Pset_WallCommon | n/a | n/a | n/a
IsExternal | n/a | 1900-12-31T23:59:59 | Submitted:Submitted for Approval | Component | Basic Wall:nbl_Int_PlstrGyp-Blck140-PlstrGyp_TYPE A:123274 | n/a | n/a | n/a | Pset_WallCommon | n/a | n/a | n/a
FireRating | n/a | 1900-12-31T23:59:59 | Submitted:Submitted for Approval | Component | Basic Wall:nbl_Int_PlstrGyp-Blck140-PlstrGyp_TYPE A:123274 | 120 | n/a | n/a | Pset_WallCommon | n/a | n/a
ProductionYear | n/a | 1900-12-31T23:59:59 | Submitted:Submitted for Approval | Component | Basic Wall:nbl_Int_PlstrGyp-Blck140-PlstrGyp_TYPE A:123274 | User to populate | n/a | n/a | Pset_ManufacturerTypeInformation | n/a | n/a
Base Constraint | n/a | 1900-12-31T23:59:59 | Submitted:Submitted for Approval | Component | Basic Wall:nbl_Int_PlstrGyp-Blck140-PlstrGyp_TYPE A:123382 | Level: Ground Floor | n/a | n/a | Constraints | n/a | n/a
Base Extension Distance | n/a | 1900-12-31T23:59:59 | Submitted:Submitted for Approval | Component | Basic Wall:nbl_Int_PlstrGyp-Blck140-PlstrGyp_TYPE A:123382 | -160 | n/a | n/a | Constraints | n/a | n/a | n/a
Base is Attached | n/a | 1900-12-31T23:59:59 | Submitted:Submitted for Approval | Component | Basic Wall:nbl_Int_PlstrGyp-Blck140-PlstrGyp_TYPE A:123382 | n/a | n/a | n/a | Constraints | n/a | n/a | n/a
Base Offset | n/a | 1900-12-31T23:59:59 | Submitted:Submitted for Approval | Component | Basic Wall:nbl_Int_PlstrGyp-Blck140-PlstrGyp_TYPE A:123382 | 0 | n/a | n/a | Constraints | n/a | n/a | n/a
Location Line | n/a | 1900-12-31T23:59:59 | Submitted:Submitted for Approval | Component | Basic Wall:nbl_Int_PlstrGyp-Blck140-PlstrGyp_TYPE A:123382 | Finish Face: Exterior | n/a | n/a | Constraints | n/a | n/a
Related to Mass | n/a | 1900-12-31T23:59:59 | Submitted:Submitted for Approval | Component | Basic Wall:nbl_Int_PlstrGyp-Blck140-PlstrGyp_TYPE A:123382 | n/a | n/a | n/a | Constraints | n/a | n/a | n/a
Room Bounding | n/a | 1900-12-31T23:59:59 | Submitted:Submitted for Approval | Component | Basic Wall:nbl_Int_PlstrGyp-Blck140-PlstrGyp_TYPE A:123382 | TRUE | n/a | n/a | Constraints | n/a | n/a | n/a
Top Constraint | n/a | 1900-12-31T23:59:59 | Submitted:Submitted for Approval | Component | Basic Wall:nbl_Int_PlstrGyp-Blck140-PlstrGyp_TYPE A:123382 | Level: Lower Roof - Slab Level | n/a | n/a | Constraints | n/a | n/a
Top Extension Distance | n/a | 1900-12-31T23:59:59 | Submitted:Submitted for Approval | Component | Basic Wall:nbl_Int_PlstrGyp-Blck140-PlstrGyp_TYPE A:123382 | 0 | n/a | n/a | Constraints | n/a | n/a | n/a
Top is Attached | n/a | 1900-12-31T23:59:59 | Submitted:Submitted for Approval | Component | Basic Wall:nbl_Int_PlstrGyp-Blck140-PlstrGyp_TYPE A:123382 | n/a | n/a | n/a | Constraints | n/a | n/a | n/a
Top Offset | n/a | 1900-12-31T23:59:59 | Submitted:Submitted for Approval | Component | Basic Wall:nbl_Int_PlstrGyp-Blck140-PlstrGyp_TYPE A:123382 | -300 | n/a | n/a | Constraints | n/a | n/a | n/a
Unconnected Height | n/a | 1900-12-31T23:59:59 | Submitted:Submitted for Approval | Component | Basic Wall:nbl_Int_PlstrGyp-Blck140-PlstrGyp_TYPE A:123382 | 2900 | n/a | n/a | Constraints | n/a | n/a | n/a
Area | n/a | 1900-12-31T23:59:59 | Submitted:Submitted for Approval | Component | Basic Wall:nbl_Int_PlstrGyp-Blck140-PlstrGyp_TYPE A:123382 | 13.6573 | n/a | n/a | Dimensions | n/a | n/a | n/a
Length | n/a | 1900-12-31T23:59:59 | Submitted:Submitted for Approval | Component | Basic Wall:nbl_Int_PlstrGyp-Blck140-PlstrGyp_TYPE A:123382 | 6570.4467 | n/a | n/a | Dimensions | n/a | n/a | n/a
Volume | n/a | 1900-12-31T23:59:59 | Submitted:Submitted for Approval | Component | Basic Wall:nbl_Int_PlstrGyp-Blck140-PlstrGyp_TYPE A:123382 | 2.6055 | n/a | n/a | Dimensions | n/a | n/a | n/a
FireRating | n/a | 1900-12-31T23:59:59 | Submitted:Submitted for Approval | Component | Basic Wall:nbl_Int_PlstrGyp-Blck140-PlstrGyp_TYPE A:123382 | 120 | n/a | n/a | Fire Protection | n/a | n/a
Phase Created | n/a | 1900-12-31T23:59:59 | Submitted:Submitted for Approval | Component | Basic Wall:nbl_Int_PlstrGyp-Blck140-PlstrGyp_TYPE A:123382 | New Construction | n/a | n/a | Phasing | n/a | n/a
Enable Analytical Model | n/a | 1900-12-31T23:59:59 | Submitted:Submitted for Approval | Component | Basic Wall:nbl_Int_PlstrGyp-Blck140-PlstrGyp_TYPE A:123382 | n/a | n/a | n/a | Structural | n/a | n/a | n/a
Structural | n/a | 1900-12-31T23:59:59 | Submitted:Submitted for Approval | Component | Basic Wall:nbl_Int_PlstrGyp-Blck140-PlstrGyp_TYPE A:123382 | n/a | n/a | n/a | Structural | n/a | n/a | n/a
Structural Usage | n/a | 1900-12-31T23:59:59 | Submitted:Submitted for Approval | Component | Basic Wall:nbl_Int_PlstrGyp-Blck140-PlstrGyp_TYPE A:123382 | Non-bearing | n/a | n/a | Structural | n/a | n/a
Reference | n/a | 1900-12-31T23:59:59 | Submitted:Submitted for Approval | Component | Basic Wall:nbl_Int_PlstrGyp-Blck140-PlstrGyp_TYPE A:123382 | nbl_Int_PlstrGyp-Blck140-PlstrGyp_TYPE A | n/a | n/a | Pset_WallCommon | n/a | n/a
LoadBearing | n/a | 1900-12-31T23:59:59 | Submitted:Submitted for Approval | Component | Basic Wall:nbl_Int_PlstrGyp-Blck140-PlstrGyp_TYPE A:123382 | n/a | n/a | n/a | Pset_WallCommon | n/a | n/a | n/a
ExtendToStructure | n/a | 1900-12-31T23:59:59 | Submitted:Submitted for Approval | Component | Basic Wall:nbl_Int_PlstrGyp-Blck140-PlstrGyp_TYPE A:123382 | n/a | n/a | n/a | Pset_WallCommon | n/a | n/a | n/a
IsExternal | n/a | 1900-12-31T23:59:59 | Submitted:Submitted for Approval | Component | Basic Wall:nbl_Int_PlstrGyp-Blck140-PlstrGyp_TYPE A:123382 | n/a | n/a | n/a | Pset_WallCommon | n/a | n/a | n/a
FireRating | n/a | 1900-12-31T23:59:59 | Submitted:Submitted for Approval | Component | Basic Wall:nbl_Int_PlstrGyp-Blck140-PlstrGyp_TYPE A:123382 | 120 | n/a | n/a | Pset_WallCommon | n/a | n/a
ProductionYear | n/a | 1900-12-31T23:59:59 | Submitted:Submitted for Approval | Component | Basic Wall:nbl_Int_PlstrGyp-Blck140-PlstrGyp_TYPE A:123382 | User to populate | n/a | n/a | Pset_ManufacturerTypeInformation | n/a | n/a
Base Constraint | n/a | 1900-12-31T23:59:59 | Submitted:Submitted for Approval | Component | Basic Wall:nbl_Int_PlstrGyp-Blck140-PlstrGyp_TYPE A:123416 | Level: Ground Floor | n/a | n/a | Constraints | n/a | n/a
Base Extension Distance | n/a | 1900-12-31T23:59:59 | Submitted:Submitted for Approval | Component | Basic Wall:nbl_Int_PlstrGyp-Blck140-PlstrGyp_TYPE A:123416 | -160 | n/a | n/a | Constraints | n/a | n/a | n/a
Base is Attached | n/a | 1900-12-31T23:59:59 | Submitted:Submitted for Approval | Component | Basic Wall:nbl_Int_PlstrGyp-Blck140-PlstrGyp_TYPE A:123416 | n/a | n/a | n/a | Constraints | n/a | n/a | n/a
Base Offset | n/a | 1900-12-31T23:59:59 | Submitted:Submitted for Approval | Component | Basic Wall:nbl_Int_PlstrGyp-Blck140-PlstrGyp_TYPE A:123416 | 0 | n/a | n/a | Constraints | n/a | n/a | n/a
Location Line | n/a | 1900-12-31T23:59:59 | Submitted:Submitted for Approval | Component | Basic Wall:nbl_Int_PlstrGyp-Blck140-PlstrGyp_TYPE A:123416 | Finish Face: Exterior | n/a | n/a | Constraints | n/a | n/a
Related to Mass | n/a | 1900-12-31T23:59:59 | Submitted:Submitted for Approval | Component | Basic Wall:nbl_Int_PlstrGyp-Blck140-PlstrGyp_TYPE A:123416 | n/a | n/a | n/a | Constraints | n/a | n/a | n/a
Room Bounding | n/a | 1900-12-31T23:59:59 | Submitted:Submitted for Approval | Component | Basic Wall:nbl_Int_PlstrGyp-Blck140-PlstrGyp_TYPE A:123416 | TRUE | n/a | n/a | Constraints | n/a | n/a | n/a
Top Constraint | n/a | 1900-12-31T23:59:59 | Submitted:Submitted for Approval | Component | Basic Wall:nbl_Int_PlstrGyp-Blck140-PlstrGyp_TYPE A:123416 | Level: Lower Roof - Slab Level | n/a | n/a | Constraints | n/a | n/a
Top Extension Distance | n/a | 1900-12-31T23:59:59 | Submitted:Submitted for Approval | Component | Basic Wall:nbl_Int_PlstrGyp-Blck140-PlstrGyp_TYPE A:123416 | 0 | n/a | n/a | Constraints | n/a | n/a | n/a
Top is Attached | n/a | 1900-12-31T23:59:59 | Submitted:Submitted for Approval | Component | Basic Wall:nbl_Int_PlstrGyp-Blck140-PlstrGyp_TYPE A:123416 | n/a | n/a | n/a | Constraints | n/a | n/a | n/a
Top Offset | n/a | 1900-12-31T23:59:59 | Submitted:Submitted for Approval | Component | Basic Wall:nbl_Int_PlstrGyp-Blck140-PlstrGyp_TYPE A:123416 | -300 | n/a | n/a | Constraints | n/a | n/a | n/a
Unconnected Height | n/a | 1900-12-31T23:59:59 | Submitted:Submitted for Approval | Component | Basic Wall:nbl_Int_PlstrGyp-Blck140-PlstrGyp_TYPE A:123416 | 2900 | n/a | n/a | Constraints | n/a | n/a | n/a
Area | n/a | 1900-12-31T23:59:59 | Submitted:Submitted for Approval | Component | Basic Wall:nbl_Int_PlstrGyp-Blck140-PlstrGyp_TYPE A:123416 | 6.3759 | n/a | n/a | Dimensions | n/a | n/a | n/a
Length | n/a | 1900-12-31T23:59:59 | Submitted:Submitted for Approval | Component | Basic Wall:nbl_Int_PlstrGyp-Blck140-PlstrGyp_TYPE A:123416 | 2241.0868 | n/a | n/a | Dimensions | n/a | n/a | n/a
Volume | n/a | 1900-12-31T23:59:59 | Submitted:Submitted for Approval | Component | Basic Wall:nbl_Int_PlstrGyp-Blck140-PlstrGyp_TYPE A:123416 | 1.1974 | n/a | n/a | Dimensions | n/a | n/a | n/a
FireRating | n/a | 1900-12-31T23:59:59 | Submitted:Submitted for Approval | Component | Basic Wall:nbl_Int_PlstrGyp-Blck140-PlstrGyp_TYPE A:123416 | 120 | n/a | n/a | Fire Protection | n/a | n/a
Phase Created | n/a | 1900-12-31T23:59:59 | Submitted:Submitted for Approval | Component | Basic Wall:nbl_Int_PlstrGyp-Blck140-PlstrGyp_TYPE A:123416 | New Construction | n/a | n/a | Phasing | n/a | n/a
Enable Analytical Model | n/a | 1900-12-31T23:59:59 | Submitted:Submitted for Approval | Component | Basic Wall:nbl_Int_PlstrGyp-Blck140-PlstrGyp_TYPE A:123416 | n/a | n/a | n/a | Structural | n/a | n/a | n/a
Structural | n/a | 1900-12-31T23:59:59 | Submitted:Submitted for Approval | Component | Basic Wall:nbl_Int_PlstrGyp-Blck140-PlstrGyp_TYPE A:123416 | n/a | n/a | n/a | Structural | n/a | n/a | n/a
Structural Usage | n/a | 1900-12-31T23:59:59 | Submitted:Submitted for Approval | Component | Basic Wall:nbl_Int_PlstrGyp-Blck140-PlstrGyp_TYPE A:123416 | Non-bearing | n/a | n/a | Structural | n/a | n/a
Reference | n/a | 1900-12-31T23:59:59 | Submitted:Submitted for Approval | Component | Basic Wall:nbl_Int_PlstrGyp-Blck140-PlstrGyp_TYPE A:123416 | nbl_Int_PlstrGyp-Blck140-PlstrGyp_TYPE A | n/a | n/a | Pset_WallCommon | n/a | n/a
LoadBearing | n/a | 1900-12-31T23:59:59 | Submitted:Submitted for Approval | Component | Basic Wall:nbl_Int_PlstrGyp-Blck140-PlstrGyp_TYPE A:123416 | n/a | n/a | n/a | Pset_WallCommon | n/a | n/a | n/a
ExtendToStructure | n/a | 1900-12-31T23:59:59 | Submitted:Submitted for Approval | Component | Basic Wall:nbl_Int_PlstrGyp-Blck140-PlstrGyp_TYPE A:123416 | n/a | n/a | n/a | Pset_WallCommon | n/a | n/a | n/a
IsExternal | n/a | 1900-12-31T23:59:59 | Submitted:Submitted for Approval | Component | Basic Wall:nbl_Int_PlstrGyp-Blck140-PlstrGyp_TYPE A:123416 | n/a | n/a | n/a | Pset_WallCommon | n/a | n/a | n/a
FireRating | n/a | 1900-12-31T23:59:59 | Submitted:Submitted for Approval | Component | Basic Wall:nbl_Int_PlstrGyp-Blck140-PlstrGyp_TYPE A:123416 | 120 | n/a | n/a | Pset_WallCommon | n/a | n/a
ProductionYear | n/a | 1900-12-31T23:59:59 | Submitted:Submitted for Approval | Component | Basic Wall:nbl_Int_PlstrGyp-Blck140-PlstrGyp_TYPE A:123416 | User to populate | n/a | n/a | Pset_ManufacturerTypeInformation | n/a | n/a
Base Constraint | n/a | 1900-12-31T23:59:59 | Submitted:Submitted for Approval | Component | Basic Wall:nbl_Int_PlstrGyp-Blck140-PlstrGyp_TYPE A:123490 | Level: Ground Floor | n/a | n/a | Constraints | n/a | n/a
Base Extension Distance | n/a | 1900-12-31T23:59:59 | Submitted:Submitted for Approval | Component | Basic Wall:nbl_Int_PlstrGyp-Blck140-PlstrGyp_TYPE A:123490 | -160 | n/a | n/a | Constraints | n/a | n/a | n/a
Base is Attached | n/a | 1900-12-31T23:59:59 | Submitted:Submitted for Approval | Component | Basic Wall:nbl_Int_PlstrGyp-Blck140-PlstrGyp_TYPE A:123490 | n/a | n/a | n/a | Constraints | n/a | n/a | n/a
Base Offset | n/a | 1900-12-31T23:59:59 | Submitted:Submitted for Approval | Component | Basic Wall:nbl_Int_PlstrGyp-Blck140-PlstrGyp_TYPE A:123490 | 0 | n/a | n/a | Constraints | n/a | n/a | n/a
Location Line | n/a | 1900-12-31T23:59:59 | Submitted:Submitted for Approval | Component | Basic Wall:nbl_Int_PlstrGyp-Blck140-PlstrGyp_TYPE A:123490 | Finish Face: Exterior | n/a | n/a | Constraints | n/a | n/a
Related to Mass | n/a | 1900-12-31T23:59:59 | Submitted:Submitted for Approval | Component | Basic Wall:nbl_Int_PlstrGyp-Blck140-PlstrGyp_TYPE A:123490 | n/a | n/a | n/a | Constraints | n/a | n/a | n/a
Room Bounding | n/a | 1900-12-31T23:59:59 | Submitted:Submitted for Approval | Component | Basic Wall:nbl_Int_PlstrGyp-Blck140-PlstrGyp_TYPE A:123490 | TRUE | n/a | n/a | Constraints | n/a | n/a | n/a
Top Constraint | n/a | 1900-12-31T23:59:59 | Submitted:Submitted for Approval | Component | Basic Wall:nbl_Int_PlstrGyp-Blck140-PlstrGyp_TYPE A:123490 | Level: Lower Roof - Slab Level | n/a | n/a | Constraints | n/a | n/a
Top Extension Distance | n/a | 1900-12-31T23:59:59 | Submitted:Submitted for Approval | Component | Basic Wall:nbl_Int_PlstrGyp-Blck140-PlstrGyp_TYPE A:123490 | 0 | n/a | n/a | Constraints | n/a | n/a | n/a
Top is Attached | n/a | 1900-12-31T23:59:59 | Submitted:Submitted for Approval | Component | Basic Wall:nbl_Int_PlstrGyp-Blck140-PlstrGyp_TYPE A:123490 | n/a | n/a | n/a | Constraints | n/a | n/a | n/a
Top Offset | n/a | 1900-12-31T23:59:59 | Submitted:Submitted for Approval | Component | Basic Wall:nbl_Int_PlstrGyp-Blck140-PlstrGyp_TYPE A:123490 | -300 | n/a | n/a | Constraints | n/a | n/a | n/a
Unconnected Height | n/a | 1900-12-31T23:59:59 | Submitted:Submitted for Approval | Component | Basic Wall:nbl_Int_PlstrGyp-Blck140-PlstrGyp_TYPE A:123490 | 2900 | n/a | n/a | Constraints | n/a | n/a | n/a
Area | n/a | 1900-12-31T23:59:59 | Submitted:Submitted for Approval | Component | Basic Wall:nbl_Int_PlstrGyp-Blck140-PlstrGyp_TYPE A:123490 | 8.41 | n/a | n/a | Dimensions | n/a | n/a | n/a
Length | n/a | 1900-12-31T23:59:59 | Submitted:Submitted for Approval | Component | Basic Wall:nbl_Int_PlstrGyp-Blck140-PlstrGyp_TYPE A:123490 | 2900 | n/a | n/a | Dimensions | n/a | n/a | n/a
Volume | n/a | 1900-12-31T23:59:59 | Submitted:Submitted for Approval | Component | Basic Wall:nbl_Int_PlstrGyp-Blck140-PlstrGyp_TYPE A:123490 | 1.5788 | n/a | n/a | Dimensions | n/a | n/a | n/a
FireRating | n/a | 1900-12-31T23:59:59 | Submitted:Submitted for Approval | Component | Basic Wall:nbl_Int_PlstrGyp-Blck140-PlstrGyp_TYPE A:123490 | 120 | n/a | n/a | Fire Protection | n/a | n/a
Phase Created | n/a | 1900-12-31T23:59:59 | Submitted:Submitted for Approval | Component | Basic Wall:nbl_Int_PlstrGyp-Blck140-PlstrGyp_TYPE A:123490 | New Construction | n/a | n/a | Phasing | n/a | n/a
Enable Analytical Model | n/a | 1900-12-31T23:59:59 | Submitted:Submitted for Approval | Component | Basic Wall:nbl_Int_PlstrGyp-Blck140-PlstrGyp_TYPE A:123490 | n/a | n/a | n/a | Structural | n/a | n/a | n/a
Structural | n/a | 1900-12-31T23:59:59 | Submitted:Submitted for Approval | Component | Basic Wall:nbl_Int_PlstrGyp-Blck140-PlstrGyp_TYPE A:123490 | n/a | n/a | n/a | Structural | n/a | n/a | n/a
Structural Usage | n/a | 1900-12-31T23:59:59 | Submitted:Submitted for Approval | Component | Basic Wall:nbl_Int_PlstrGyp-Blck140-PlstrGyp_TYPE A:123490 | Non-bearing | n/a | n/a | Structural | n/a | n/a
Reference | n/a | 1900-12-31T23:59:59 | Submitted:Submitted for Approval | Component | Basic Wall:nbl_Int_PlstrGyp-Blck140-PlstrGyp_TYPE A:123490 | nbl_Int_PlstrGyp-Blck140-PlstrGyp_TYPE A | n/a | n/a | Pset_WallCommon | n/a | n/a
LoadBearing | n/a | 1900-12-31T23:59:59 | Submitted:Submitted for Approval | Component | Basic Wall:nbl_Int_PlstrGyp-Blck140-PlstrGyp_TYPE A:123490 | n/a | n/a | n/a | Pset_WallCommon | n/a | n/a | n/a
ExtendToStructure | n/a | 1900-12-31T23:59:59 | Submitted:Submitted for Approval | Component | Basic Wall:nbl_Int_PlstrGyp-Blck140-PlstrGyp_TYPE A:123490 | n/a | n/a | n/a | Pset_WallCommon | n/a | n/a | n/a
IsExternal | n/a | 1900-12-31T23:59:59 | Submitted:Submitted for Approval | Component | Basic Wall:nbl_Int_PlstrGyp-Blck140-PlstrGyp_TYPE A:123490 | n/a | n/a | n/a | Pset_WallCommon | n/a | n/a | n/a
FireRating | n/a | 1900-12-31T23:59:59 | Submitted:Submitted for Approval | Component | Basic Wall:nbl_Int_PlstrGyp-Blck140-PlstrGyp_TYPE A:123490 | 120 | n/a | n/a | Pset_WallCommon | n/a | n/a
ProductionYear | n/a | 1900-12-31T23:59:59 | Submitted:Submitted for Approval | Component | Basic Wall:nbl_Int_PlstrGyp-Blck140-PlstrGyp_TYPE A:123490 | User to populate | n/a | n/a | Pset_ManufacturerTypeInformation | n/a | n/a
Base Constraint | n/a | 1900-12-31T23:59:59 | Submitted:Submitted for Approval | Component | Basic Wall:nbl_Int_PlstrGyp-Blck140-PlstrGyp_TYPE A:123531 | Level: Ground Floor | n/a | n/a | Constraints | n/a | n/a
Base Extension Distance | n/a | 1900-12-31T23:59:59 | Submitted:Submitted for Approval | Component | Basic Wall:nbl_Int_PlstrGyp-Blck140-PlstrGyp_TYPE A:123531 | -160 | n/a | n/a | Constraints | n/a | n/a | n/a
Base is Attached | n/a | 1900-12-31T23:59:59 | Submitted:Submitted for Approval | Component | Basic Wall:nbl_Int_PlstrGyp-Blck140-PlstrGyp_TYPE A:123531 | n/a | n/a | n/a | Constraints | n/a | n/a | n/a
Base Offset | n/a | 1900-12-31T23:59:59 | Submitted:Submitted for Approval | Component | Basic Wall:nbl_Int_PlstrGyp-Blck140-PlstrGyp_TYPE A:123531 | 0 | n/a | n/a | Constraints | n/a | n/a | n/a
Location Line | n/a | 1900-12-31T23:59:59 | Submitted:Submitted for Approval | Component | Basic Wall:nbl_Int_PlstrGyp-Blck140-PlstrGyp_TYPE A:123531 | Finish Face: Exterior | n/a | n/a | Constraints | n/a | n/a
Related to Mass | n/a | 1900-12-31T23:59:59 | Submitted:Submitted for Approval | Component | Basic Wall:nbl_Int_PlstrGyp-Blck140-PlstrGyp_TYPE A:123531 | n/a | n/a | n/a | Constraints | n/a | n/a | n/a
Room Bounding | n/a | 1900-12-31T23:59:59 | Submitted:Submitted for Approval | Component | Basic Wall:nbl_Int_PlstrGyp-Blck140-PlstrGyp_TYPE A:123531 | TRUE | n/a | n/a | Constraints | n/a | n/a | n/a
Top Constraint | n/a | 1900-12-31T23:59:59 | Submitted:Submitted for Approval | Component | Basic Wall:nbl_Int_PlstrGyp-Blck140-PlstrGyp_TYPE A:123531 | Level: Lower Roof - Slab Level | n/a | n/a | Constraints | n/a | n/a
Top Extension Distance | n/a | 1900-12-31T23:59:59 | Submitted:Submitted for Approval | Component | Basic Wall:nbl_Int_PlstrGyp-Blck140-PlstrGyp_TYPE A:123531 | 0 | n/a | n/a | Constraints | n/a | n/a | n/a
Top is Attached | n/a | 1900-12-31T23:59:59 | Submitted:Submitted for Approval | Component | Basic Wall:nbl_Int_PlstrGyp-Blck140-PlstrGyp_TYPE A:123531 | n/a | n/a | n/a | Constraints | n/a | n/a | n/a
Top Offset | n/a | 1900-12-31T23:59:59 | Submitted:Submitted for Approval | Component | Basic Wall:nbl_Int_PlstrGyp-Blck140-PlstrGyp_TYPE A:123531 | -300 | n/a | n/a | Constraints | n/a | n/a | n/a
Unconnected Height | n/a | 1900-12-31T23:59:59 | Submitted:Submitted for Approval | Component | Basic Wall:nbl_Int_PlstrGyp-Blck140-PlstrGyp_TYPE A:123531 | 2900 | n/a | n/a | Constraints | n/a | n/a | n/a
Area | n/a | 1900-12-31T23:59:59 | Submitted:Submitted for Approval | Component | Basic Wall:nbl_Int_PlstrGyp-Blck140-PlstrGyp_TYPE A:123531 | 6.902 | n/a | n/a | Dimensions | n/a | n/a | n/a
Length | n/a | 1900-12-31T23:59:59 | Submitted:Submitted for Approval | Component | Basic Wall:nbl_Int_PlstrGyp-Blck140-PlstrGyp_TYPE A:123531 | 2560 | n/a | n/a | Dimensions | n/a | n/a | n/a
Volume | n/a | 1900-12-31T23:59:59 | Submitted:Submitted for Approval | Component | Basic Wall:nbl_Int_PlstrGyp-Blck140-PlstrGyp_TYPE A:123531 | 1.2966 | n/a | n/a | Dimensions | n/a | n/a | n/a
FireRating | n/a | 1900-12-31T23:59:59 | Submitted:Submitted for Approval | Component | Basic Wall:nbl_Int_PlstrGyp-Blck140-PlstrGyp_TYPE A:123531 | 120 | n/a | n/a | Fire Protection | n/a | n/a
Phase Created | n/a | 1900-12-31T23:59:59 | Submitted:Submitted for Approval | Component | Basic Wall:nbl_Int_PlstrGyp-Blck140-PlstrGyp_TYPE A:123531 | New Construction | n/a | n/a | Phasing | n/a | n/a
Enable Analytical Model | n/a | 1900-12-31T23:59:59 | Submitted:Submitted for Approval | Component | Basic Wall:nbl_Int_PlstrGyp-Blck140-PlstrGyp_TYPE A:123531 | n/a | n/a | n/a | Structural | n/a | n/a | n/a
Structural | n/a | 1900-12-31T23:59:59 | Submitted:Submitted for Approval | Component | Basic Wall:nbl_Int_PlstrGyp-Blck140-PlstrGyp_TYPE A:123531 | n/a | n/a | n/a | Structural | n/a | n/a | n/a
Structural Usage | n/a | 1900-12-31T23:59:59 | Submitted:Submitted for Approval | Component | Basic Wall:nbl_Int_PlstrGyp-Blck140-PlstrGyp_TYPE A:123531 | Non-bearing | n/a | n/a | Structural | n/a | n/a
Reference | n/a | 1900-12-31T23:59:59 | Submitted:Submitted for Approval | Component | Basic Wall:nbl_Int_PlstrGyp-Blck140-PlstrGyp_TYPE A:123531 | nbl_Int_PlstrGyp-Blck140-PlstrGyp_TYPE A | n/a | n/a | Pset_WallCommon | n/a | n/a
LoadBearing | n/a | 1900-12-31T23:59:59 | Submitted:Submitted for Approval | Component | Basic Wall:nbl_Int_PlstrGyp-Blck140-PlstrGyp_TYPE A:123531 | n/a | n/a | n/a | Pset_WallCommon | n/a | n/a | n/a
ExtendToStructure | n/a | 1900-12-31T23:59:59 | Submitted:Submitted for Approval | Component | Basic Wall:nbl_Int_PlstrGyp-Blck140-PlstrGyp_TYPE A:123531 | n/a | n/a | n/a | Pset_WallCommon | n/a | n/a | n/a
IsExternal | n/a | 1900-12-31T23:59:59 | Submitted:Submitted for Approval | Component | Basic Wall:nbl_Int_PlstrGyp-Blck140-PlstrGyp_TYPE A:123531 | n/a | n/a | n/a | Pset_WallCommon | n/a | n/a | n/a
FireRating | n/a | 1900-12-31T23:59:59 | Submitted:Submitted for Approval | Component | Basic Wall:nbl_Int_PlstrGyp-Blck140-PlstrGyp_TYPE A:123531 | 120 | n/a | n/a | Pset_WallCommon | n/a | n/a
ProductionYear | n/a | 1900-12-31T23:59:59 | Submitted:Submitted for Approval | Component | Basic Wall:nbl_Int_PlstrGyp-Blck140-PlstrGyp_TYPE A:123531 | User to populate | n/a | n/a | Pset_ManufacturerTypeInformation | n/a | n/a
Base Constraint | n/a | 1900-12-31T23:59:59 | Submitted:Submitted for Approval | Component | Basic Wall:nbl_Int_PlstrGyp-Blck140-PlstrGyp_TYPE A:123583 | Level: Ground Floor | n/a | n/a | Constraints | n/a | n/a
Base Extension Distance | n/a | 1900-12-31T23:59:59 | Submitted:Submitted for Approval | Component | Basic Wall:nbl_Int_PlstrGyp-Blck140-PlstrGyp_TYPE A:123583 | -160 | n/a | n/a | Constraints | n/a | n/a | n/a
Base is Attached | n/a | 1900-12-31T23:59:59 | Submitted:Submitted for Approval | Component | Basic Wall:nbl_Int_PlstrGyp-Blck140-PlstrGyp_TYPE A:123583 | n/a | n/a | n/a | Constraints | n/a | n/a | n/a
Base Offset | n/a | 1900-12-31T23:59:59 | Submitted:Submitted for Approval | Component | Basic Wall:nbl_Int_PlstrGyp-Blck140-PlstrGyp_TYPE A:123583 | 0 | n/a | n/a | Constraints | n/a | n/a | n/a
Location Line | n/a | 1900-12-31T23:59:59 | Submitted:Submitted for Approval | Component | Basic Wall:nbl_Int_PlstrGyp-Blck140-PlstrGyp_TYPE A:123583 | Finish Face: Exterior | n/a | n/a | Constraints | n/a | n/a
Related to Mass | n/a | 1900-12-31T23:59:59 | Submitted:Submitted for Approval | Component | Basic Wall:nbl_Int_PlstrGyp-Blck140-PlstrGyp_TYPE A:123583 | n/a | n/a | n/a | Constraints | n/a | n/a | n/a
Room Bounding | n/a | 1900-12-31T23:59:59 | Submitted:Submitted for Approval | Component | Basic Wall:nbl_Int_PlstrGyp-Blck140-PlstrGyp_TYPE A:123583 | TRUE | n/a | n/a | Constraints | n/a | n/a | n/a
Top Constraint | n/a | 1900-12-31T23:59:59 | Submitted:Submitted for Approval | Component | Basic Wall:nbl_Int_PlstrGyp-Blck140-PlstrGyp_TYPE A:123583 | Level: Lower Roof - Slab Level | n/a | n/a | Constraints | n/a | n/a
Top Extension Distance | n/a | 1900-12-31T23:59:59 | Submitted:Submitted for Approval | Component | Basic Wall:nbl_Int_PlstrGyp-Blck140-PlstrGyp_TYPE A:123583 | 0 | n/a | n/a | Constraints | n/a | n/a | n/a
Top is Attached | n/a | 1900-12-31T23:59:59 | Submitted:Submitted for Approval | Component | Basic Wall:nbl_Int_PlstrGyp-Blck140-PlstrGyp_TYPE A:123583 | n/a | n/a | n/a | Constraints | n/a | n/a | n/a
Top Offset | n/a | 1900-12-31T23:59:59 | Submitted:Submitted for Approval | Component | Basic Wall:nbl_Int_PlstrGyp-Blck140-PlstrGyp_TYPE A:123583 | -300 | n/a | n/a | Constraints | n/a | n/a | n/a
Unconnected Height | n/a | 1900-12-31T23:59:59 | Submitted:Submitted for Approval | Component | Basic Wall:nbl_Int_PlstrGyp-Blck140-PlstrGyp_TYPE A:123583 | 2900 | n/a | n/a | Constraints | n/a | n/a | n/a
Area | n/a | 1900-12-31T23:59:59 | Submitted:Submitted for Approval | Component | Basic Wall:nbl_Int_PlstrGyp-Blck140-PlstrGyp_TYPE A:123583 | 7.0615 | n/a | n/a | Dimensions | n/a | n/a | n/a
Length | n/a | 1900-12-31T23:59:59 | Submitted:Submitted for Approval | Component | Basic Wall:nbl_Int_PlstrGyp-Blck140-PlstrGyp_TYPE A:123583 | 2435 | n/a | n/a | Dimensions | n/a | n/a | n/a
Volume | n/a | 1900-12-31T23:59:59 | Submitted:Submitted for Approval | Component | Basic Wall:nbl_Int_PlstrGyp-Blck140-PlstrGyp_TYPE A:123583 | 1.3256 | n/a | n/a | Dimensions | n/a | n/a | n/a
FireRating | n/a | 1900-12-31T23:59:59 | Submitted:Submitted for Approval | Component | Basic Wall:nbl_Int_PlstrGyp-Blck140-PlstrGyp_TYPE A:123583 | 120 | n/a | n/a | Fire Protection | n/a | n/a
Phase Created | n/a | 1900-12-31T23:59:59 | Submitted:Submitted for Approval | Component | Basic Wall:nbl_Int_PlstrGyp-Blck140-PlstrGyp_TYPE A:123583 | New Construction | n/a | n/a | Phasing | n/a | n/a
Enable Analytical Model | n/a | 1900-12-31T23:59:59 | Submitted:Submitted for Approval | Component | Basic Wall:nbl_Int_PlstrGyp-Blck140-PlstrGyp_TYPE A:123583 | n/a | n/a | n/a | Structural | n/a | n/a | n/a
Structural | n/a | 1900-12-31T23:59:59 | Submitted:Submitted for Approval | Component | Basic Wall:nbl_Int_PlstrGyp-Blck140-PlstrGyp_TYPE A:123583 | n/a | n/a | n/a | Structural | n/a | n/a | n/a
Structural Usage | n/a | 1900-12-31T23:59:59 | Submitted:Submitted for Approval | Component | Basic Wall:nbl_Int_PlstrGyp-Blck140-PlstrGyp_TYPE A:123583 | Non-bearing | n/a | n/a | Structural | n/a | n/a
Reference | n/a | 1900-12-31T23:59:59 | Submitted:Submitted for Approval | Component | Basic Wall:nbl_Int_PlstrGyp-Blck140-PlstrGyp_TYPE A:123583 | nbl_Int_PlstrGyp-Blck140-PlstrGyp_TYPE A | n/a | n/a | Pset_WallCommon | n/a | n/a
LoadBearing | n/a | 1900-12-31T23:59:59 | Submitted:Submitted for Approval | Component | Basic Wall:nbl_Int_PlstrGyp-Blck140-PlstrGyp_TYPE A:123583 | n/a | n/a | n/a | Pset_WallCommon | n/a | n/a | n/a
ExtendToStructure | n/a | 1900-12-31T23:59:59 | Submitted:Submitted for Approval | Component | Basic Wall:nbl_Int_PlstrGyp-Blck140-PlstrGyp_TYPE A:123583 | n/a | n/a | n/a | Pset_WallCommon | n/a | n/a | n/a
IsExternal | n/a | 1900-12-31T23:59:59 | Submitted:Submitted for Approval | Component | Basic Wall:nbl_Int_PlstrGyp-Blck140-PlstrGyp_TYPE A:123583 | n/a | n/a | n/a | Pset_WallCommon | n/a | n/a | n/a
FireRating | n/a | 1900-12-31T23:59:59 | Submitted:Submitted for Approval | Component | Basic Wall:nbl_Int_PlstrGyp-Blck140-PlstrGyp_TYPE A:123583 | 120 | n/a | n/a | Pset_WallCommon | n/a | n/a
ProductionYear | n/a | 1900-12-31T23:59:59 | Submitted:Submitted for Approval | Component | Basic Wall:nbl_Int_PlstrGyp-Blck140-PlstrGyp_TYPE A:123583 | User to populate | n/a | n/a | Pset_ManufacturerTypeInformation | n/a | n/a
Base Constraint | n/a | 1900-12-31T23:59:59 | Submitted:Submitted for Approval | Component | Basic Wall:nbl_Int_PlstrGyp-Blck140-PlstrGyp_TYPE A:123649 | Level: Ground Floor | n/a | n/a | Constraints | n/a | n/a
Base Extension Distance | n/a | 1900-12-31T23:59:59 | Submitted:Submitted for Approval | Component | Basic Wall:nbl_Int_PlstrGyp-Blck140-PlstrGyp_TYPE A:123649 | -160 | n/a | n/a | Constraints | n/a | n/a | n/a
Base is Attached | n/a | 1900-12-31T23:59:59 | Submitted:Submitted for Approval | Component | Basic Wall:nbl_Int_PlstrGyp-Blck140-PlstrGyp_TYPE A:123649 | n/a | n/a | n/a | Constraints | n/a | n/a | n/a
Base Offset | n/a | 1900-12-31T23:59:59 | Submitted:Submitted for Approval | Component | Basic Wall:nbl_Int_PlstrGyp-Blck140-PlstrGyp_TYPE A:123649 | 0 | n/a | n/a | Constraints | n/a | n/a | n/a
Location Line | n/a | 1900-12-31T23:59:59 | Submitted:Submitted for Approval | Component | Basic Wall:nbl_Int_PlstrGyp-Blck140-PlstrGyp_TYPE A:123649 | Finish Face: Exterior | n/a | n/a | Constraints | n/a | n/a
Related to Mass | n/a | 1900-12-31T23:59:59 | Submitted:Submitted for Approval | Component | Basic Wall:nbl_Int_PlstrGyp-Blck140-PlstrGyp_TYPE A:123649 | n/a | n/a | n/a | Constraints | n/a | n/a | n/a
Room Bounding | n/a | 1900-12-31T23:59:59 | Submitted:Submitted for Approval | Component | Basic Wall:nbl_Int_PlstrGyp-Blck140-PlstrGyp_TYPE A:123649 | TRUE | n/a | n/a | Constraints | n/a | n/a | n/a
Top Constraint | n/a | 1900-12-31T23:59:59 | Submitted:Submitted for Approval | Component | Basic Wall:nbl_Int_PlstrGyp-Blck140-PlstrGyp_TYPE A:123649 | Level: Lower Roof - Slab Level | n/a | n/a | Constraints | n/a | n/a
Top Extension Distance | n/a | 1900-12-31T23:59:59 | Submitted:Submitted for Approval | Component | Basic Wall:nbl_Int_PlstrGyp-Blck140-PlstrGyp_TYPE A:123649 | 0 | n/a | n/a | Constraints | n/a | n/a | n/a
Top is Attached | n/a | 1900-12-31T23:59:59 | Submitted:Submitted for Approval | Component | Basic Wall:nbl_Int_PlstrGyp-Blck140-PlstrGyp_TYPE A:123649 | n/a | n/a | n/a | Constraints | n/a | n/a | n/a
Top Offset | n/a | 1900-12-31T23:59:59 | Submitted:Submitted for Approval | Component | Basic Wall:nbl_Int_PlstrGyp-Blck140-PlstrGyp_TYPE A:123649 | -300 | n/a | n/a | Constraints | n/a | n/a | n/a
Unconnected Height | n/a | 1900-12-31T23:59:59 | Submitted:Submitted for Approval | Component | Basic Wall:nbl_Int_PlstrGyp-Blck140-PlstrGyp_TYPE A:123649 | 2900 | n/a | n/a | Constraints | n/a | n/a | n/a
Area | n/a | 1900-12-31T23:59:59 | Submitted:Submitted for Approval | Component | Basic Wall:nbl_Int_PlstrGyp-Blck140-PlstrGyp_TYPE A:123649 | 7.0615 | n/a | n/a | Dimensions | n/a | n/a | n/a
Length | n/a | 1900-12-31T23:59:59 | Submitted:Submitted for Approval | Component | Basic Wall:nbl_Int_PlstrGyp-Blck140-PlstrGyp_TYPE A:123649 | 2435 | n/a | n/a | Dimensions | n/a | n/a | n/a
Volume | n/a | 1900-12-31T23:59:59 | Submitted:Submitted for Approval | Component | Basic Wall:nbl_Int_PlstrGyp-Blck140-PlstrGyp_TYPE A:123649 | 1.3256 | n/a | n/a | Dimensions | n/a | n/a | n/a
FireRating | n/a | 1900-12-31T23:59:59 | Submitted:Submitted for Approval | Component | Basic Wall:nbl_Int_PlstrGyp-Blck140-PlstrGyp_TYPE A:123649 | 120 | n/a | n/a | Fire Protection | n/a | n/a
Phase Created | n/a | 1900-12-31T23:59:59 | Submitted:Submitted for Approval | Component | Basic Wall:nbl_Int_PlstrGyp-Blck140-PlstrGyp_TYPE A:123649 | New Construction | n/a | n/a | Phasing | n/a | n/a
Enable Analytical Model | n/a | 1900-12-31T23:59:59 | Submitted:Submitted for Approval | Component | Basic Wall:nbl_Int_PlstrGyp-Blck140-PlstrGyp_TYPE A:123649 | n/a | n/a | n/a | Structural | n/a | n/a | n/a
Structural | n/a | 1900-12-31T23:59:59 | Submitted:Submitted for Approval | Component | Basic Wall:nbl_Int_PlstrGyp-Blck140-PlstrGyp_TYPE A:123649 | n/a | n/a | n/a | Structural | n/a | n/a | n/a
Structural Usage | n/a | 1900-12-31T23:59:59 | Submitted:Submitted for Approval | Component | Basic Wall:nbl_Int_PlstrGyp-Blck140-PlstrGyp_TYPE A:123649 | Non-bearing | n/a | n/a | Structural | n/a | n/a
Reference | n/a | 1900-12-31T23:59:59 | Submitted:Submitted for Approval | Component | Basic Wall:nbl_Int_PlstrGyp-Blck140-PlstrGyp_TYPE A:123649 | nbl_Int_PlstrGyp-Blck140-PlstrGyp_TYPE A | n/a | n/a | Pset_WallCommon | n/a | n/a
LoadBearing | n/a | 1900-12-31T23:59:59 | Submitted:Submitted for Approval | Component | Basic Wall:nbl_Int_PlstrGyp-Blck140-PlstrGyp_TYPE A:123649 | n/a | n/a | n/a | Pset_WallCommon | n/a | n/a | n/a
ExtendToStructure | n/a | 1900-12-31T23:59:59 | Submitted:Submitted for Approval | Component | Basic Wall:nbl_Int_PlstrGyp-Blck140-PlstrGyp_TYPE A:123649 | n/a | n/a | n/a | Pset_WallCommon | n/a | n/a | n/a
IsExternal | n/a | 1900-12-31T23:59:59 | Submitted:Submitted for Approval | Component | Basic Wall:nbl_Int_PlstrGyp-Blck140-PlstrGyp_TYPE A:123649 | n/a | n/a | n/a | Pset_WallCommon | n/a | n/a | n/a
FireRating | n/a | 1900-12-31T23:59:59 | Submitted:Submitted for Approval | Component | Basic Wall:nbl_Int_PlstrGyp-Blck140-PlstrGyp_TYPE A:123649 | 120 | n/a | n/a | Pset_WallCommon | n/a | n/a
ProductionYear | n/a | 1900-12-31T23:59:59 | Submitted:Submitted for Approval | Component | Basic Wall:nbl_Int_PlstrGyp-Blck140-PlstrGyp_TYPE A:123649 | User to populate | n/a | n/a | Pset_ManufacturerTypeInformation | n/a | n/a
Base Constraint | n/a | 1900-12-31T23:59:59 | Submitted:Submitted for Approval | Component | Basic Wall:nbl_Int_PlstrGyp-Blck140-PlstrGyp_TYPE A:123852 | Level: Ground Floor | n/a | n/a | Constraints | n/a | n/a
Base Extension Distance | n/a | 1900-12-31T23:59:59 | Submitted:Submitted for Approval | Component | Basic Wall:nbl_Int_PlstrGyp-Blck140-PlstrGyp_TYPE A:123852 | -160 | n/a | n/a | Constraints | n/a | n/a | n/a
Base is Attached | n/a | 1900-12-31T23:59:59 | Submitted:Submitted for Approval | Component | Basic Wall:nbl_Int_PlstrGyp-Blck140-PlstrGyp_TYPE A:123852 | n/a | n/a | n/a | Constraints | n/a | n/a | n/a
Base Offset | n/a | 1900-12-31T23:59:59 | Submitted:Submitted for Approval | Component | Basic Wall:nbl_Int_PlstrGyp-Blck140-PlstrGyp_TYPE A:123852 | 0 | n/a | n/a | Constraints | n/a | n/a | n/a
Location Line | n/a | 1900-12-31T23:59:59 | Submitted:Submitted for Approval | Component | Basic Wall:nbl_Int_PlstrGyp-Blck140-PlstrGyp_TYPE A:123852 | Finish Face: Exterior | n/a | n/a | Constraints | n/a | n/a
Related to Mass | n/a | 1900-12-31T23:59:59 | Submitted:Submitted for Approval | Component | Basic Wall:nbl_Int_PlstrGyp-Blck140-PlstrGyp_TYPE A:123852 | n/a | n/a | n/a | Constraints | n/a | n/a | n/a
Room Bounding | n/a | 1900-12-31T23:59:59 | Submitted:Submitted for Approval | Component | Basic Wall:nbl_Int_PlstrGyp-Blck140-PlstrGyp_TYPE A:123852 | TRUE | n/a | n/a | Constraints | n/a | n/a | n/a
Top Constraint | n/a | 1900-12-31T23:59:59 | Submitted:Submitted for Approval | Component | Basic Wall:nbl_Int_PlstrGyp-Blck140-PlstrGyp_TYPE A:123852 | Level: Lower Roof - Slab Level | n/a | n/a | Constraints | n/a | n/a
Top Extension Distance | n/a | 1900-12-31T23:59:59 | Submitted:Submitted for Approval | Component | Basic Wall:nbl_Int_PlstrGyp-Blck140-PlstrGyp_TYPE A:123852 | 530 | n/a | n/a | Constraints | n/a | n/a | n/a
Top is Attached | n/a | 1900-12-31T23:59:59 | Submitted:Submitted for Approval | Component | Basic Wall:nbl_Int_PlstrGyp-Blck140-PlstrGyp_TYPE A:123852 | n/a | n/a | n/a | Constraints | n/a | n/a | n/a
Top Offset | n/a | 1900-12-31T23:59:59 | Submitted:Submitted for Approval | Component | Basic Wall:nbl_Int_PlstrGyp-Blck140-PlstrGyp_TYPE A:123852 | -300 | n/a | n/a | Constraints | n/a | n/a | n/a
Unconnected Height | n/a | 1900-12-31T23:59:59 | Submitted:Submitted for Approval | Component | Basic Wall:nbl_Int_PlstrGyp-Blck140-PlstrGyp_TYPE A:123852 | 2900 | n/a | n/a | Constraints | n/a | n/a | n/a
Area | n/a | 1900-12-31T23:59:59 | Submitted:Submitted for Approval | Component | Basic Wall:nbl_Int_PlstrGyp-Blck140-PlstrGyp_TYPE A:123852 | 19.9381 | n/a | n/a | Dimensions | n/a | n/a | n/a
Length | n/a | 1900-12-31T23:59:59 | Submitted:Submitted for Approval | Component | Basic Wall:nbl_Int_PlstrGyp-Blck140-PlstrGyp_TYPE A:123852 | 6647.5 | n/a | n/a | Dimensions | n/a | n/a | n/a
Volume | n/a | 1900-12-31T23:59:59 | Submitted:Submitted for Approval | Component | Basic Wall:nbl_Int_PlstrGyp-Blck140-PlstrGyp_TYPE A:123852 | 3.1918 | n/a | n/a | Dimensions | n/a | n/a | n/a
FireRating | n/a | 1900-12-31T23:59:59 | Submitted:Submitted for Approval | Component | Basic Wall:nbl_Int_PlstrGyp-Blck140-PlstrGyp_TYPE A:123852 | 120 | n/a | n/a | Fire Protection | n/a | n/a
Phase Created | n/a | 1900-12-31T23:59:59 | Submitted:Submitted for Approval | Component | Basic Wall:nbl_Int_PlstrGyp-Blck140-PlstrGyp_TYPE A:123852 | New Construction | n/a | n/a | Phasing | n/a | n/a
Enable Analytical Model | n/a | 1900-12-31T23:59:59 | Submitted:Submitted for Approval | Component | Basic Wall:nbl_Int_PlstrGyp-Blck140-PlstrGyp_TYPE A:123852 | n/a | n/a | n/a | Structural | n/a | n/a | n/a
Structural | n/a | 1900-12-31T23:59:59 | Submitted:Submitted for Approval | Component | Basic Wall:nbl_Int_PlstrGyp-Blck140-PlstrGyp_TYPE A:123852 | n/a | n/a | n/a | Structural | n/a | n/a | n/a
Structural Usage | n/a | 1900-12-31T23:59:59 | Submitted:Submitted for Approval | Component | Basic Wall:nbl_Int_PlstrGyp-Blck140-PlstrGyp_TYPE A:123852 | Non-bearing | n/a | n/a | Structural | n/a | n/a
Reference | n/a | 1900-12-31T23:59:59 | Submitted:Submitted for Approval | Component | Basic Wall:nbl_Int_PlstrGyp-Blck140-PlstrGyp_TYPE A:123852 | nbl_Int_PlstrGyp-Blck140-PlstrGyp_TYPE A | n/a | n/a | Pset_WallCommon | n/a | n/a
LoadBearing | n/a | 1900-12-31T23:59:59 | Submitted:Submitted for Approval | Component | Basic Wall:nbl_Int_PlstrGyp-Blck140-PlstrGyp_TYPE A:123852 | n/a | n/a | n/a | Pset_WallCommon | n/a | n/a | n/a
ExtendToStructure | n/a | 1900-12-31T23:59:59 | Submitted:Submitted for Approval | Component | Basic Wall:nbl_Int_PlstrGyp-Blck140-PlstrGyp_TYPE A:123852 | n/a | n/a | n/a | Pset_WallCommon | n/a | n/a | n/a
IsExternal | n/a | 1900-12-31T23:59:59 | Submitted:Submitted for Approval | Component | Basic Wall:nbl_Int_PlstrGyp-Blck140-PlstrGyp_TYPE A:123852 | n/a | n/a | n/a | Pset_WallCommon | n/a | n/a | n/a
FireRating | n/a | 1900-12-31T23:59:59 | Submitted:Submitted for Approval | Component | Basic Wall:nbl_Int_PlstrGyp-Blck140-PlstrGyp_TYPE A:123852 | 120 | n/a | n/a | Pset_WallCommon | n/a | n/a
ProductionYear | n/a | 1900-12-31T23:59:59 | Submitted:Submitted for Approval | Component | Basic Wall:nbl_Int_PlstrGyp-Blck140-PlstrGyp_TYPE A:123852 | User to populate | n/a | n/a | Pset_ManufacturerTypeInformation | n/a | n/a
Base Constraint | n/a | 1900-12-31T23:59:59 | Submitted:Submitted for Approval | Component | Basic Wall:nbl_Int_PlstrGyp-Blck140-PlstrGyp_TYPE A:123912 | Level: Ground Floor | n/a | n/a | Constraints | n/a | n/a
Base Extension Distance | n/a | 1900-12-31T23:59:59 | Submitted:Submitted for Approval | Component | Basic Wall:nbl_Int_PlstrGyp-Blck140-PlstrGyp_TYPE A:123912 | -160 | n/a | n/a | Constraints | n/a | n/a | n/a
Base is Attached | n/a | 1900-12-31T23:59:59 | Submitted:Submitted for Approval | Component | Basic Wall:nbl_Int_PlstrGyp-Blck140-PlstrGyp_TYPE A:123912 | n/a | n/a | n/a | Constraints | n/a | n/a | n/a
Base Offset | n/a | 1900-12-31T23:59:59 | Submitted:Submitted for Approval | Component | Basic Wall:nbl_Int_PlstrGyp-Blck140-PlstrGyp_TYPE A:123912 | 0 | n/a | n/a | Constraints | n/a | n/a | n/a
Location Line | n/a | 1900-12-31T23:59:59 | Submitted:Submitted for Approval | Component | Basic Wall:nbl_Int_PlstrGyp-Blck140-PlstrGyp_TYPE A:123912 | Finish Face: Exterior | n/a | n/a | Constraints | n/a | n/a
Related to Mass | n/a | 1900-12-31T23:59:59 | Submitted:Submitted for Approval | Component | Basic Wall:nbl_Int_PlstrGyp-Blck140-PlstrGyp_TYPE A:123912 | n/a | n/a | n/a | Constraints | n/a | n/a | n/a
Room Bounding | n/a | 1900-12-31T23:59:59 | Submitted:Submitted for Approval | Component | Basic Wall:nbl_Int_PlstrGyp-Blck140-PlstrGyp_TYPE A:123912 | TRUE | n/a | n/a | Constraints | n/a | n/a | n/a
Top Constraint | n/a | 1900-12-31T23:59:59 | Submitted:Submitted for Approval | Component | Basic Wall:nbl_Int_PlstrGyp-Blck140-PlstrGyp_TYPE A:123912 | Level: Lower Roof - Slab Level | n/a | n/a | Constraints | n/a | n/a
Top Extension Distance | n/a | 1900-12-31T23:59:59 | Submitted:Submitted for Approval | Component | Basic Wall:nbl_Int_PlstrGyp-Blck140-PlstrGyp_TYPE A:123912 | 0 | n/a | n/a | Constraints | n/a | n/a | n/a
Top is Attached | n/a | 1900-12-31T23:59:59 | Submitted:Submitted for Approval | Component | Basic Wall:nbl_Int_PlstrGyp-Blck140-PlstrGyp_TYPE A:123912 | n/a | n/a | n/a | Constraints | n/a | n/a | n/a
Top Offset | n/a | 1900-12-31T23:59:59 | Submitted:Submitted for Approval | Component | Basic Wall:nbl_Int_PlstrGyp-Blck140-PlstrGyp_TYPE A:123912 | -300 | n/a | n/a | Constraints | n/a | n/a | n/a
Unconnected Height | n/a | 1900-12-31T23:59:59 | Submitted:Submitted for Approval | Component | Basic Wall:nbl_Int_PlstrGyp-Blck140-PlstrGyp_TYPE A:123912 | 2900 | n/a | n/a | Constraints | n/a | n/a | n/a
Area | n/a | 1900-12-31T23:59:59 | Submitted:Submitted for Approval | Component | Basic Wall:nbl_Int_PlstrGyp-Blck140-PlstrGyp_TYPE A:123912 | 10.672 | n/a | n/a | Dimensions | n/a | n/a | n/a
Length | n/a | 1900-12-31T23:59:59 | Submitted:Submitted for Approval | Component | Basic Wall:nbl_Int_PlstrGyp-Blck140-PlstrGyp_TYPE A:123912 | 3680 | n/a | n/a | Dimensions | n/a | n/a | n/a
Volume | n/a | 1900-12-31T23:59:59 | Submitted:Submitted for Approval | Component | Basic Wall:nbl_Int_PlstrGyp-Blck140-PlstrGyp_TYPE A:123912 | 2.0034 | n/a | n/a | Dimensions | n/a | n/a | n/a
FireRating | n/a | 1900-12-31T23:59:59 | Submitted:Submitted for Approval | Component | Basic Wall:nbl_Int_PlstrGyp-Blck140-PlstrGyp_TYPE A:123912 | 60 | n/a | n/a | Fire Protection | n/a | n/a
Phase Created | n/a | 1900-12-31T23:59:59 | Submitted:Submitted for Approval | Component | Basic Wall:nbl_Int_PlstrGyp-Blck140-PlstrGyp_TYPE A:123912 | New Construction | n/a | n/a | Phasing | n/a | n/a
Enable Analytical Model | n/a | 1900-12-31T23:59:59 | Submitted:Submitted for Approval | Component | Basic Wall:nbl_Int_PlstrGyp-Blck140-PlstrGyp_TYPE A:123912 | n/a | n/a | n/a | Structural | n/a | n/a | n/a
Structural | n/a | 1900-12-31T23:59:59 | Submitted:Submitted for Approval | Component | Basic Wall:nbl_Int_PlstrGyp-Blck140-PlstrGyp_TYPE A:123912 | n/a | n/a | n/a | Structural | n/a | n/a | n/a
Structural Usage | n/a | 1900-12-31T23:59:59 | Submitted:Submitted for Approval | Component | Basic Wall:nbl_Int_PlstrGyp-Blck140-PlstrGyp_TYPE A:123912 | Non-bearing | n/a | n/a | Structural | n/a | n/a
Reference | n/a | 1900-12-31T23:59:59 | Submitted:Submitted for Approval | Component | Basic Wall:nbl_Int_PlstrGyp-Blck140-PlstrGyp_TYPE A:123912 | nbl_Int_PlstrGyp-Blck140-PlstrGyp_TYPE A | n/a | n/a | Pset_WallCommon | n/a | n/a
LoadBearing | n/a | 1900-12-31T23:59:59 | Submitted:Submitted for Approval | Component | Basic Wall:nbl_Int_PlstrGyp-Blck140-PlstrGyp_TYPE A:123912 | n/a | n/a | n/a | Pset_WallCommon | n/a | n/a | n/a
ExtendToStructure | n/a | 1900-12-31T23:59:59 | Submitted:Submitted for Approval | Component | Basic Wall:nbl_Int_PlstrGyp-Blck140-PlstrGyp_TYPE A:123912 | n/a | n/a | n/a | Pset_WallCommon | n/a | n/a | n/a
IsExternal | n/a | 1900-12-31T23:59:59 | Submitted:Submitted for Approval | Component | Basic Wall:nbl_Int_PlstrGyp-Blck140-PlstrGyp_TYPE A:123912 | n/a | n/a | n/a | Pset_WallCommon | n/a | n/a | n/a
FireRating | n/a | 1900-12-31T23:59:59 | Submitted:Submitted for Approval | Component | Basic Wall:nbl_Int_PlstrGyp-Blck140-PlstrGyp_TYPE A:123912 | 60 | n/a | n/a | Pset_WallCommon | n/a | n/a
ProductionYear | n/a | 1900-12-31T23:59:59 | Submitted:Submitted for Approval | Component | Basic Wall:nbl_Int_PlstrGyp-Blck140-PlstrGyp_TYPE A:123912 | User to populate | n/a | n/a | Pset_ManufacturerTypeInformation | n/a | n/a
Base Constraint | n/a | 1900-12-31T23:59:59 | Submitted:Submitted for Approval | Component | Basic Wall:nbl_Int_PlstrGyp-Blck140-PlstrGyp_TYPE A:123953 | Level: Ground Floor | n/a | n/a | Constraints | n/a | n/a
Base Extension Distance | n/a | 1900-12-31T23:59:59 | Submitted:Submitted for Approval | Component | Basic Wall:nbl_Int_PlstrGyp-Blck140-PlstrGyp_TYPE A:123953 | -160 | n/a | n/a | Constraints | n/a | n/a | n/a
Base is Attached | n/a | 1900-12-31T23:59:59 | Submitted:Submitted for Approval | Component | Basic Wall:nbl_Int_PlstrGyp-Blck140-PlstrGyp_TYPE A:123953 | n/a | n/a | n/a | Constraints | n/a | n/a | n/a
Base Offset | n/a | 1900-12-31T23:59:59 | Submitted:Submitted for Approval | Component | Basic Wall:nbl_Int_PlstrGyp-Blck140-PlstrGyp_TYPE A:123953 | 0 | n/a | n/a | Constraints | n/a | n/a | n/a
Location Line | n/a | 1900-12-31T23:59:59 | Submitted:Submitted for Approval | Component | Basic Wall:nbl_Int_PlstrGyp-Blck140-PlstrGyp_TYPE A:123953 | Finish Face: Exterior | n/a | n/a | Constraints | n/a | n/a
Related to Mass | n/a | 1900-12-31T23:59:59 | Submitted:Submitted for Approval | Component | Basic Wall:nbl_Int_PlstrGyp-Blck140-PlstrGyp_TYPE A:123953 | n/a | n/a | n/a | Constraints | n/a | n/a | n/a
Room Bounding | n/a | 1900-12-31T23:59:59 | Submitted:Submitted for Approval | Component | Basic Wall:nbl_Int_PlstrGyp-Blck140-PlstrGyp_TYPE A:123953 | TRUE | n/a | n/a | Constraints | n/a | n/a | n/a
Top Constraint | n/a | 1900-12-31T23:59:59 | Submitted:Submitted for Approval | Component | Basic Wall:nbl_Int_PlstrGyp-Blck140-PlstrGyp_TYPE A:123953 | Level: Lower Roof - Slab Level | n/a | n/a | Constraints | n/a | n/a
Top Extension Distance | n/a | 1900-12-31T23:59:59 | Submitted:Submitted for Approval | Component | Basic Wall:nbl_Int_PlstrGyp-Blck140-PlstrGyp_TYPE A:123953 | 0 | n/a | n/a | Constraints | n/a | n/a | n/a
Top is Attached | n/a | 1900-12-31T23:59:59 | Submitted:Submitted for Approval | Component | Basic Wall:nbl_Int_PlstrGyp-Blck140-PlstrGyp_TYPE A:123953 | n/a | n/a | n/a | Constraints | n/a | n/a | n/a
Top Offset | n/a | 1900-12-31T23:59:59 | Submitted:Submitted for Approval | Component | Basic Wall:nbl_Int_PlstrGyp-Blck140-PlstrGyp_TYPE A:123953 | -300 | n/a | n/a | Constraints | n/a | n/a | n/a
Unconnected Height | n/a | 1900-12-31T23:59:59 | Submitted:Submitted for Approval | Component | Basic Wall:nbl_Int_PlstrGyp-Blck140-PlstrGyp_TYPE A:123953 | 2900 | n/a | n/a | Constraints | n/a | n/a | n/a
Area | n/a | 1900-12-31T23:59:59 | Submitted:Submitted for Approval | Component | Basic Wall:nbl_Int_PlstrGyp-Blck140-PlstrGyp_TYPE A:123953 | 2.32 | n/a | n/a | Dimensions | n/a | n/a | n/a
Length | n/a | 1900-12-31T23:59:59 | Submitted:Submitted for Approval | Component | Basic Wall:nbl_Int_PlstrGyp-Blck140-PlstrGyp_TYPE A:123953 | 800 | n/a | n/a | Dimensions | n/a | n/a | n/a
Volume | n/a | 1900-12-31T23:59:59 | Submitted:Submitted for Approval | Component | Basic Wall:nbl_Int_PlstrGyp-Blck140-PlstrGyp_TYPE A:123953 | 0.43552 | n/a | n/a | Dimensions | n/a | n/a | n/a
FireRating | n/a | 1900-12-31T23:59:59 | Submitted:Submitted for Approval | Component | Basic Wall:nbl_Int_PlstrGyp-Blck140-PlstrGyp_TYPE A:123953 | 60 | n/a | n/a | Fire Protection | n/a | n/a
Phase Created | n/a | 1900-12-31T23:59:59 | Submitted:Submitted for Approval | Component | Basic Wall:nbl_Int_PlstrGyp-Blck140-PlstrGyp_TYPE A:123953 | New Construction | n/a | n/a | Phasing | n/a | n/a
Enable Analytical Model | n/a | 1900-12-31T23:59:59 | Submitted:Submitted for Approval | Component | Basic Wall:nbl_Int_PlstrGyp-Blck140-PlstrGyp_TYPE A:123953 | n/a | n/a | n/a | Structural | n/a | n/a | n/a
Structural | n/a | 1900-12-31T23:59:59 | Submitted:Submitted for Approval | Component | Basic Wall:nbl_Int_PlstrGyp-Blck140-PlstrGyp_TYPE A:123953 | n/a | n/a | n/a | Structural | n/a | n/a | n/a
Structural Usage | n/a | 1900-12-31T23:59:59 | Submitted:Submitted for Approval | Component | Basic Wall:nbl_Int_PlstrGyp-Blck140-PlstrGyp_TYPE A:123953 | Non-bearing | n/a | n/a | Structural | n/a | n/a
Reference | n/a | 1900-12-31T23:59:59 | Submitted:Submitted for Approval | Component | Basic Wall:nbl_Int_PlstrGyp-Blck140-PlstrGyp_TYPE A:123953 | nbl_Int_PlstrGyp-Blck140-PlstrGyp_TYPE A | n/a | n/a | Pset_WallCommon | n/a | n/a
LoadBearing | n/a | 1900-12-31T23:59:59 | Submitted:Submitted for Approval | Component | Basic Wall:nbl_Int_PlstrGyp-Blck140-PlstrGyp_TYPE A:123953 | n/a | n/a | n/a | Pset_WallCommon | n/a | n/a | n/a
ExtendToStructure | n/a | 1900-12-31T23:59:59 | Submitted:Submitted for Approval | Component | Basic Wall:nbl_Int_PlstrGyp-Blck140-PlstrGyp_TYPE A:123953 | n/a | n/a | n/a | Pset_WallCommon | n/a | n/a | n/a
IsExternal | n/a | 1900-12-31T23:59:59 | Submitted:Submitted for Approval | Component | Basic Wall:nbl_Int_PlstrGyp-Blck140-PlstrGyp_TYPE A:123953 | n/a | n/a | n/a | Pset_WallCommon | n/a | n/a | n/a
FireRating | n/a | 1900-12-31T23:59:59 | Submitted:Submitted for Approval | Component | Basic Wall:nbl_Int_PlstrGyp-Blck140-PlstrGyp_TYPE A:123953 | 60 | n/a | n/a | Pset_WallCommon | n/a | n/a
ProductionYear | n/a | 1900-12-31T23:59:59 | Submitted:Submitted for Approval | Component | Basic Wall:nbl_Int_PlstrGyp-Blck140-PlstrGyp_TYPE A:123953 | User to populate | n/a | n/a | Pset_ManufacturerTypeInformation | n/a | n/a
Base Constraint | n/a | 1900-12-31T23:59:59 | Submitted:Submitted for Approval | Component | Basic Wall:nbl_Int_PlstrGyp-Blck140-PlstrGyp_TYPE A:124028 | Level: Ground Floor | n/a | n/a | Constraints | n/a | n/a
Base Extension Distance | n/a | 1900-12-31T23:59:59 | Submitted:Submitted for Approval | Component | Basic Wall:nbl_Int_PlstrGyp-Blck140-PlstrGyp_TYPE A:124028 | -160 | n/a | n/a | Constraints | n/a | n/a | n/a
Base is Attached | n/a | 1900-12-31T23:59:59 | Submitted:Submitted for Approval | Component | Basic Wall:nbl_Int_PlstrGyp-Blck140-PlstrGyp_TYPE A:124028 | n/a | n/a | n/a | Constraints | n/a | n/a | n/a
Base Offset | n/a | 1900-12-31T23:59:59 | Submitted:Submitted for Approval | Component | Basic Wall:nbl_Int_PlstrGyp-Blck140-PlstrGyp_TYPE A:124028 | 0 | n/a | n/a | Constraints | n/a | n/a | n/a
Location Line | n/a | 1900-12-31T23:59:59 | Submitted:Submitted for Approval | Component | Basic Wall:nbl_Int_PlstrGyp-Blck140-PlstrGyp_TYPE A:124028 | Finish Face: Exterior | n/a | n/a | Constraints | n/a | n/a
Related to Mass | n/a | 1900-12-31T23:59:59 | Submitted:Submitted for Approval | Component | Basic Wall:nbl_Int_PlstrGyp-Blck140-PlstrGyp_TYPE A:124028 | n/a | n/a | n/a | Constraints | n/a | n/a | n/a
Room Bounding | n/a | 1900-12-31T23:59:59 | Submitted:Submitted for Approval | Component | Basic Wall:nbl_Int_PlstrGyp-Blck140-PlstrGyp_TYPE A:124028 | TRUE | n/a | n/a | Constraints | n/a | n/a | n/a
Top Constraint | n/a | 1900-12-31T23:59:59 | Submitted:Submitted for Approval | Component | Basic Wall:nbl_Int_PlstrGyp-Blck140-PlstrGyp_TYPE A:124028 | Level: Lower Roof - Slab Level | n/a | n/a | Constraints | n/a | n/a
Top Extension Distance | n/a | 1900-12-31T23:59:59 | Submitted:Submitted for Approval | Component | Basic Wall:nbl_Int_PlstrGyp-Blck140-PlstrGyp_TYPE A:124028 | 0 | n/a | n/a | Constraints | n/a | n/a | n/a
Top is Attached | n/a | 1900-12-31T23:59:59 | Submitted:Submitted for Approval | Component | Basic Wall:nbl_Int_PlstrGyp-Blck140-PlstrGyp_TYPE A:124028 | n/a | n/a | n/a | Constraints | n/a | n/a | n/a
Top Offset | n/a | 1900-12-31T23:59:59 | Submitted:Submitted for Approval | Component | Basic Wall:nbl_Int_PlstrGyp-Blck140-PlstrGyp_TYPE A:124028 | -300 | n/a | n/a | Constraints | n/a | n/a | n/a
Unconnected Height | n/a | 1900-12-31T23:59:59 | Submitted:Submitted for Approval | Component | Basic Wall:nbl_Int_PlstrGyp-Blck140-PlstrGyp_TYPE A:124028 | 2900 | n/a | n/a | Constraints | n/a | n/a | n/a
Area | n/a | 1900-12-31T23:59:59 | Submitted:Submitted for Approval | Component | Basic Wall:nbl_Int_PlstrGyp-Blck140-PlstrGyp_TYPE A:124028 | 4.501 | n/a | n/a | Dimensions | n/a | n/a | n/a
Length | n/a | 1900-12-31T23:59:59 | Submitted:Submitted for Approval | Component | Basic Wall:nbl_Int_PlstrGyp-Blck140-PlstrGyp_TYPE A:124028 | 2870 | n/a | n/a | Dimensions | n/a | n/a | n/a
Volume | n/a | 1900-12-31T23:59:59 | Submitted:Submitted for Approval | Component | Basic Wall:nbl_Int_PlstrGyp-Blck140-PlstrGyp_TYPE A:124028 | 0.87447 | n/a | n/a | Dimensions | n/a | n/a | n/a
FireRating | n/a | 1900-12-31T23:59:59 | Submitted:Submitted for Approval | Component | Basic Wall:nbl_Int_PlstrGyp-Blck140-PlstrGyp_TYPE A:124028 | 60 | n/a | n/a | Fire Protection | n/a | n/a
Phase Created | n/a | 1900-12-31T23:59:59 | Submitted:Submitted for Approval | Component | Basic Wall:nbl_Int_PlstrGyp-Blck140-PlstrGyp_TYPE A:124028 | New Construction | n/a | n/a | Phasing | n/a | n/a
Enable Analytical Model | n/a | 1900-12-31T23:59:59 | Submitted:Submitted for Approval | Component | Basic Wall:nbl_Int_PlstrGyp-Blck140-PlstrGyp_TYPE A:124028 | n/a | n/a | n/a | Structural | n/a | n/a | n/a
Structural | n/a | 1900-12-31T23:59:59 | Submitted:Submitted for Approval | Component | Basic Wall:nbl_Int_PlstrGyp-Blck140-PlstrGyp_TYPE A:124028 | n/a | n/a | n/a | Structural | n/a | n/a | n/a
Structural Usage | n/a | 1900-12-31T23:59:59 | Submitted:Submitted for Approval | Component | Basic Wall:nbl_Int_PlstrGyp-Blck140-PlstrGyp_TYPE A:124028 | Non-bearing | n/a | n/a | Structural | n/a | n/a
Reference | n/a | 1900-12-31T23:59:59 | Submitted:Submitted for Approval | Component | Basic Wall:nbl_Int_PlstrGyp-Blck140-PlstrGyp_TYPE A:124028 | nbl_Int_PlstrGyp-Blck140-PlstrGyp_TYPE A | n/a | n/a | Pset_WallCommon | n/a | n/a
LoadBearing | n/a | 1900-12-31T23:59:59 | Submitted:Submitted for Approval | Component | Basic Wall:nbl_Int_PlstrGyp-Blck140-PlstrGyp_TYPE A:124028 | n/a | n/a | n/a | Pset_WallCommon | n/a | n/a | n/a
ExtendToStructure | n/a | 1900-12-31T23:59:59 | Submitted:Submitted for Approval | Component | Basic Wall:nbl_Int_PlstrGyp-Blck140-PlstrGyp_TYPE A:124028 | n/a | n/a | n/a | Pset_WallCommon | n/a | n/a | n/a
IsExternal | n/a | 1900-12-31T23:59:59 | Submitted:Submitted for Approval | Component | Basic Wall:nbl_Int_PlstrGyp-Blck140-PlstrGyp_TYPE A:124028 | n/a | n/a | n/a | Pset_WallCommon | n/a | n/a | n/a
FireRating | n/a | 1900-12-31T23:59:59 | Submitted:Submitted for Approval | Component | Basic Wall:nbl_Int_PlstrGyp-Blck140-PlstrGyp_TYPE A:124028 | 60 | n/a | n/a | Pset_WallCommon | n/a | n/a
ProductionYear | n/a | 1900-12-31T23:59:59 | Submitted:Submitted for Approval | Component | Basic Wall:nbl_Int_PlstrGyp-Blck140-PlstrGyp_TYPE A:124028 | User to populate | n/a | n/a | Pset_ManufacturerTypeInformation | n/a | n/a
Base Constraint | n/a | 1900-12-31T23:59:59 | Submitted:Submitted for Approval | Component | Basic Wall:nbl_Int_PlstrGyp-Blck140-PlstrGyp_TYPE A:124196 | Level: Ground Floor | n/a | n/a | Constraints | n/a | n/a
Base Extension Distance | n/a | 1900-12-31T23:59:59 | Submitted:Submitted for Approval | Component | Basic Wall:nbl_Int_PlstrGyp-Blck140-PlstrGyp_TYPE A:124196 | -160 | n/a | n/a | Constraints | n/a | n/a | n/a
Base is Attached | n/a | 1900-12-31T23:59:59 | Submitted:Submitted for Approval | Component | Basic Wall:nbl_Int_PlstrGyp-Blck140-PlstrGyp_TYPE A:124196 | n/a | n/a | n/a | Constraints | n/a | n/a | n/a
Base Offset | n/a | 1900-12-31T23:59:59 | Submitted:Submitted for Approval | Component | Basic Wall:nbl_Int_PlstrGyp-Blck140-PlstrGyp_TYPE A:124196 | 0 | n/a | n/a | Constraints | n/a | n/a | n/a
Location Line | n/a | 1900-12-31T23:59:59 | Submitted:Submitted for Approval | Component | Basic Wall:nbl_Int_PlstrGyp-Blck140-PlstrGyp_TYPE A:124196 | Finish Face: Exterior | n/a | n/a | Constraints | n/a | n/a
Related to Mass | n/a | 1900-12-31T23:59:59 | Submitted:Submitted for Approval | Component | Basic Wall:nbl_Int_PlstrGyp-Blck140-PlstrGyp_TYPE A:124196 | n/a | n/a | n/a | Constraints | n/a | n/a | n/a
Room Bounding | n/a | 1900-12-31T23:59:59 | Submitted:Submitted for Approval | Component | Basic Wall:nbl_Int_PlstrGyp-Blck140-PlstrGyp_TYPE A:124196 | TRUE | n/a | n/a | Constraints | n/a | n/a | n/a
Top Constraint | n/a | 1900-12-31T23:59:59 | Submitted:Submitted for Approval | Component | Basic Wall:nbl_Int_PlstrGyp-Blck140-PlstrGyp_TYPE A:124196 | Level: Lower Roof - Slab Level | n/a | n/a | Constraints | n/a | n/a
Top Extension Distance | n/a | 1900-12-31T23:59:59 | Submitted:Submitted for Approval | Component | Basic Wall:nbl_Int_PlstrGyp-Blck140-PlstrGyp_TYPE A:124196 | 0 | n/a | n/a | Constraints | n/a | n/a | n/a
Top is Attached | n/a | 1900-12-31T23:59:59 | Submitted:Submitted for Approval | Component | Basic Wall:nbl_Int_PlstrGyp-Blck140-PlstrGyp_TYPE A:124196 | n/a | n/a | n/a | Constraints | n/a | n/a | n/a
Top Offset | n/a | 1900-12-31T23:59:59 | Submitted:Submitted for Approval | Component | Basic Wall:nbl_Int_PlstrGyp-Blck140-PlstrGyp_TYPE A:124196 | -300 | n/a | n/a | Constraints | n/a | n/a | n/a
Unconnected Height | n/a | 1900-12-31T23:59:59 | Submitted:Submitted for Approval | Component | Basic Wall:nbl_Int_PlstrGyp-Blck140-PlstrGyp_TYPE A:124196 | 2900 | n/a | n/a | Constraints | n/a | n/a | n/a
Area | n/a | 1900-12-31T23:59:59 | Submitted:Submitted for Approval | Component | Basic Wall:nbl_Int_PlstrGyp-Blck140-PlstrGyp_TYPE A:124196 | 5.274 | n/a | n/a | Dimensions | n/a | n/a | n/a
Length | n/a | 1900-12-31T23:59:59 | Submitted:Submitted for Approval | Component | Basic Wall:nbl_Int_PlstrGyp-Blck140-PlstrGyp_TYPE A:124196 | 2730 | n/a | n/a | Dimensions | n/a | n/a | n/a
Volume | n/a | 1900-12-31T23:59:59 | Submitted:Submitted for Approval | Component | Basic Wall:nbl_Int_PlstrGyp-Blck140-PlstrGyp_TYPE A:124196 | 1.0073 | n/a | n/a | Dimensions | n/a | n/a | n/a
FireRating | n/a | 1900-12-31T23:59:59 | Submitted:Submitted for Approval | Component | Basic Wall:nbl_Int_PlstrGyp-Blck140-PlstrGyp_TYPE A:124196 | 60 | n/a | n/a | Fire Protection | n/a | n/a
Phase Created | n/a | 1900-12-31T23:59:59 | Submitted:Submitted for Approval | Component | Basic Wall:nbl_Int_PlstrGyp-Blck140-PlstrGyp_TYPE A:124196 | New Construction | n/a | n/a | Phasing | n/a | n/a
Enable Analytical Model | n/a | 1900-12-31T23:59:59 | Submitted:Submitted for Approval | Component | Basic Wall:nbl_Int_PlstrGyp-Blck140-PlstrGyp_TYPE A:124196 | n/a | n/a | n/a | Structural | n/a | n/a | n/a
Structural | n/a | 1900-12-31T23:59:59 | Submitted:Submitted for Approval | Component | Basic Wall:nbl_Int_PlstrGyp-Blck140-PlstrGyp_TYPE A:124196 | n/a | n/a | n/a | Structural | n/a | n/a | n/a
Structural Usage | n/a | 1900-12-31T23:59:59 | Submitted:Submitted for Approval | Component | Basic Wall:nbl_Int_PlstrGyp-Blck140-PlstrGyp_TYPE A:124196 | Non-bearing | n/a | n/a | Structural | n/a | n/a
Reference | n/a | 1900-12-31T23:59:59 | Submitted:Submitted for Approval | Component | Basic Wall:nbl_Int_PlstrGyp-Blck140-PlstrGyp_TYPE A:124196 | nbl_Int_PlstrGyp-Blck140-PlstrGyp_TYPE A | n/a | n/a | Pset_WallCommon | n/a | n/a
LoadBearing | n/a | 1900-12-31T23:59:59 | Submitted:Submitted for Approval | Component | Basic Wall:nbl_Int_PlstrGyp-Blck140-PlstrGyp_TYPE A:124196 | n/a | n/a | n/a | Pset_WallCommon | n/a | n/a | n/a
ExtendToStructure | n/a | 1900-12-31T23:59:59 | Submitted:Submitted for Approval | Component | Basic Wall:nbl_Int_PlstrGyp-Blck140-PlstrGyp_TYPE A:124196 | n/a | n/a | n/a | Pset_WallCommon | n/a | n/a | n/a
IsExternal | n/a | 1900-12-31T23:59:59 | Submitted:Submitted for Approval | Component | Basic Wall:nbl_Int_PlstrGyp-Blck140-PlstrGyp_TYPE A:124196 | n/a | n/a | n/a | Pset_WallCommon | n/a | n/a | n/a
FireRating | n/a | 1900-12-31T23:59:59 | Submitted:Submitted for Approval | Component | Basic Wall:nbl_Int_PlstrGyp-Blck140-PlstrGyp_TYPE A:124196 | 60 | n/a | n/a | Pset_WallCommon | n/a | n/a
ProductionYear | n/a | 1900-12-31T23:59:59 | Submitted:Submitted for Approval | Component | Basic Wall:nbl_Int_PlstrGyp-Blck140-PlstrGyp_TYPE A:124196 | User to populate | n/a | n/a | Pset_ManufacturerTypeInformation | n/a | n/a
Base Constraint | n/a | 1900-12-31T23:59:59 | Submitted:Submitted for Approval | Component | Basic Wall:nbl_Int_PlstrGyp-Blck140-PlstrGyp_TYPE A:124261 | Level: Ground Floor | n/a | n/a | Constraints | n/a | n/a
Base Extension Distance | n/a | 1900-12-31T23:59:59 | Submitted:Submitted for Approval | Component | Basic Wall:nbl_Int_PlstrGyp-Blck140-PlstrGyp_TYPE A:124261 | -160 | n/a | n/a | Constraints | n/a | n/a | n/a
Base is Attached | n/a | 1900-12-31T23:59:59 | Submitted:Submitted for Approval | Component | Basic Wall:nbl_Int_PlstrGyp-Blck140-PlstrGyp_TYPE A:124261 | n/a | n/a | n/a | Constraints | n/a | n/a | n/a
Base Offset | n/a | 1900-12-31T23:59:59 | Submitted:Submitted for Approval | Component | Basic Wall:nbl_Int_PlstrGyp-Blck140-PlstrGyp_TYPE A:124261 | 0 | n/a | n/a | Constraints | n/a | n/a | n/a
Location Line | n/a | 1900-12-31T23:59:59 | Submitted:Submitted for Approval | Component | Basic Wall:nbl_Int_PlstrGyp-Blck140-PlstrGyp_TYPE A:124261 | Finish Face: Exterior | n/a | n/a | Constraints | n/a | n/a
Related to Mass | n/a | 1900-12-31T23:59:59 | Submitted:Submitted for Approval | Component | Basic Wall:nbl_Int_PlstrGyp-Blck140-PlstrGyp_TYPE A:124261 | n/a | n/a | n/a | Constraints | n/a | n/a | n/a
Room Bounding | n/a | 1900-12-31T23:59:59 | Submitted:Submitted for Approval | Component | Basic Wall:nbl_Int_PlstrGyp-Blck140-PlstrGyp_TYPE A:124261 | TRUE | n/a | n/a | Constraints | n/a | n/a | n/a
Top Constraint | n/a | 1900-12-31T23:59:59 | Submitted:Submitted for Approval | Component | Basic Wall:nbl_Int_PlstrGyp-Blck140-PlstrGyp_TYPE A:124261 | Level: Lower Roof - Slab Level | n/a | n/a | Constraints | n/a | n/a
Top Extension Distance | n/a | 1900-12-31T23:59:59 | Submitted:Submitted for Approval | Component | Basic Wall:nbl_Int_PlstrGyp-Blck140-PlstrGyp_TYPE A:124261 | 0 | n/a | n/a | Constraints | n/a | n/a | n/a
Top is Attached | n/a | 1900-12-31T23:59:59 | Submitted:Submitted for Approval | Component | Basic Wall:nbl_Int_PlstrGyp-Blck140-PlstrGyp_TYPE A:124261 | n/a | n/a | n/a | Constraints | n/a | n/a | n/a
Top Offset | n/a | 1900-12-31T23:59:59 | Submitted:Submitted for Approval | Component | Basic Wall:nbl_Int_PlstrGyp-Blck140-PlstrGyp_TYPE A:124261 | -300 | n/a | n/a | Constraints | n/a | n/a | n/a
Unconnected Height | n/a | 1900-12-31T23:59:59 | Submitted:Submitted for Approval | Component | Basic Wall:nbl_Int_PlstrGyp-Blck140-PlstrGyp_TYPE A:124261 | 2900 | n/a | n/a | Constraints | n/a | n/a | n/a
Area | n/a | 1900-12-31T23:59:59 | Submitted:Submitted for Approval | Component | Basic Wall:nbl_Int_PlstrGyp-Blck140-PlstrGyp_TYPE A:124261 | 6.7135 | n/a | n/a | Dimensions | n/a | n/a | n/a
Length | n/a | 1900-12-31T23:59:59 | Submitted:Submitted for Approval | Component | Basic Wall:nbl_Int_PlstrGyp-Blck140-PlstrGyp_TYPE A:124261 | 2592.5 | n/a | n/a | Dimensions | n/a | n/a | n/a
Volume | n/a | 1900-12-31T23:59:59 | Submitted:Submitted for Approval | Component | Basic Wall:nbl_Int_PlstrGyp-Blck140-PlstrGyp_TYPE A:124261 | 1.2607 | n/a | n/a | Dimensions | n/a | n/a | n/a
FireRating | n/a | 1900-12-31T23:59:59 | Submitted:Submitted for Approval | Component | Basic Wall:nbl_Int_PlstrGyp-Blck140-PlstrGyp_TYPE A:124261 | 60 | n/a | n/a | Fire Protection | n/a | n/a
Phase Created | n/a | 1900-12-31T23:59:59 | Submitted:Submitted for Approval | Component | Basic Wall:nbl_Int_PlstrGyp-Blck140-PlstrGyp_TYPE A:124261 | New Construction | n/a | n/a | Phasing | n/a | n/a
Enable Analytical Model | n/a | 1900-12-31T23:59:59 | Submitted:Submitted for Approval | Component | Basic Wall:nbl_Int_PlstrGyp-Blck140-PlstrGyp_TYPE A:124261 | n/a | n/a | n/a | Structural | n/a | n/a | n/a
Structural | n/a | 1900-12-31T23:59:59 | Submitted:Submitted for Approval | Component | Basic Wall:nbl_Int_PlstrGyp-Blck140-PlstrGyp_TYPE A:124261 | n/a | n/a | n/a | Structural | n/a | n/a | n/a
Structural Usage | n/a | 1900-12-31T23:59:59 | Submitted:Submitted for Approval | Component | Basic Wall:nbl_Int_PlstrGyp-Blck140-PlstrGyp_TYPE A:124261 | Non-bearing | n/a | n/a | Structural | n/a | n/a
Reference | n/a | 1900-12-31T23:59:59 | Submitted:Submitted for Approval | Component | Basic Wall:nbl_Int_PlstrGyp-Blck140-PlstrGyp_TYPE A:124261 | nbl_Int_PlstrGyp-Blck140-PlstrGyp_TYPE A | n/a | n/a | Pset_WallCommon | n/a | n/a
LoadBearing | n/a | 1900-12-31T23:59:59 | Submitted:Submitted for Approval | Component | Basic Wall:nbl_Int_PlstrGyp-Blck140-PlstrGyp_TYPE A:124261 | n/a | n/a | n/a | Pset_WallCommon | n/a | n/a | n/a
ExtendToStructure | n/a | 1900-12-31T23:59:59 | Submitted:Submitted for Approval | Component | Basic Wall:nbl_Int_PlstrGyp-Blck140-PlstrGyp_TYPE A:124261 | n/a | n/a | n/a | Pset_WallCommon | n/a | n/a | n/a
IsExternal | n/a | 1900-12-31T23:59:59 | Submitted:Submitted for Approval | Component | Basic Wall:nbl_Int_PlstrGyp-Blck140-PlstrGyp_TYPE A:124261 | n/a | n/a | n/a | Pset_WallCommon | n/a | n/a | n/a
FireRating | n/a | 1900-12-31T23:59:59 | Submitted:Submitted for Approval | Component | Basic Wall:nbl_Int_PlstrGyp-Blck140-PlstrGyp_TYPE A:124261 | 60 | n/a | n/a | Pset_WallCommon | n/a | n/a
ProductionYear | n/a | 1900-12-31T23:59:59 | Submitted:Submitted for Approval | Component | Basic Wall:nbl_Int_PlstrGyp-Blck140-PlstrGyp_TYPE A:124261 | User to populate | n/a | n/a | Pset_ManufacturerTypeInformation | n/a | n/a
Base Constraint | n/a | 1900-12-31T23:59:59 | Submitted:Submitted for Approval | Component | Basic Wall:nbl_Int_PlstrGyp-Blck140-PlstrGyp_TYPE A:124347 | Level: Ground Floor | n/a | n/a | Constraints | n/a | n/a
Base Extension Distance | n/a | 1900-12-31T23:59:59 | Submitted:Submitted for Approval | Component | Basic Wall:nbl_Int_PlstrGyp-Blck140-PlstrGyp_TYPE A:124347 | -160 | n/a | n/a | Constraints | n/a | n/a | n/a
Base is Attached | n/a | 1900-12-31T23:59:59 | Submitted:Submitted for Approval | Component | Basic Wall:nbl_Int_PlstrGyp-Blck140-PlstrGyp_TYPE A:124347 | n/a | n/a | n/a | Constraints | n/a | n/a | n/a
Base Offset | n/a | 1900-12-31T23:59:59 | Submitted:Submitted for Approval | Component | Basic Wall:nbl_Int_PlstrGyp-Blck140-PlstrGyp_TYPE A:124347 | 0 | n/a | n/a | Constraints | n/a | n/a | n/a
Location Line | n/a | 1900-12-31T23:59:59 | Submitted:Submitted for Approval | Component | Basic Wall:nbl_Int_PlstrGyp-Blck140-PlstrGyp_TYPE A:124347 | Finish Face: Exterior | n/a | n/a | Constraints | n/a | n/a
Related to Mass | n/a | 1900-12-31T23:59:59 | Submitted:Submitted for Approval | Component | Basic Wall:nbl_Int_PlstrGyp-Blck140-PlstrGyp_TYPE A:124347 | n/a | n/a | n/a | Constraints | n/a | n/a | n/a
Room Bounding | n/a | 1900-12-31T23:59:59 | Submitted:Submitted for Approval | Component | Basic Wall:nbl_Int_PlstrGyp-Blck140-PlstrGyp_TYPE A:124347 | TRUE | n/a | n/a | Constraints | n/a | n/a | n/a
Top Constraint | n/a | 1900-12-31T23:59:59 | Submitted:Submitted for Approval | Component | Basic Wall:nbl_Int_PlstrGyp-Blck140-PlstrGyp_TYPE A:124347 | Level: Lower Roof - Slab Level | n/a | n/a | Constraints | n/a | n/a
Top Extension Distance | n/a | 1900-12-31T23:59:59 | Submitted:Submitted for Approval | Component | Basic Wall:nbl_Int_PlstrGyp-Blck140-PlstrGyp_TYPE A:124347 | 0 | n/a | n/a | Constraints | n/a | n/a | n/a
Top is Attached | n/a | 1900-12-31T23:59:59 | Submitted:Submitted for Approval | Component | Basic Wall:nbl_Int_PlstrGyp-Blck140-PlstrGyp_TYPE A:124347 | n/a | n/a | n/a | Constraints | n/a | n/a | n/a
Top Offset | n/a | 1900-12-31T23:59:59 | Submitted:Submitted for Approval | Component | Basic Wall:nbl_Int_PlstrGyp-Blck140-PlstrGyp_TYPE A:124347 | -300 | n/a | n/a | Constraints | n/a | n/a | n/a
Unconnected Height | n/a | 1900-12-31T23:59:59 | Submitted:Submitted for Approval | Component | Basic Wall:nbl_Int_PlstrGyp-Blck140-PlstrGyp_TYPE A:124347 | 2900 | n/a | n/a | Constraints | n/a | n/a | n/a
Area | n/a | 1900-12-31T23:59:59 | Submitted:Submitted for Approval | Component | Basic Wall:nbl_Int_PlstrGyp-Blck140-PlstrGyp_TYPE A:124347 | 8.2215 | n/a | n/a | Dimensions | n/a | n/a | n/a
Length | n/a | 1900-12-31T23:59:59 | Submitted:Submitted for Approval | Component | Basic Wall:nbl_Int_PlstrGyp-Blck140-PlstrGyp_TYPE A:124347 | 3015 | n/a | n/a | Dimensions | n/a | n/a | n/a
Volume | n/a | 1900-12-31T23:59:59 | Submitted:Submitted for Approval | Component | Basic Wall:nbl_Int_PlstrGyp-Blck140-PlstrGyp_TYPE A:124347 | 1.5443 | n/a | n/a | Dimensions | n/a | n/a | n/a
FireRating | n/a | 1900-12-31T23:59:59 | Submitted:Submitted for Approval | Component | Basic Wall:nbl_Int_PlstrGyp-Blck140-PlstrGyp_TYPE A:124347 | 60 | n/a | n/a | Fire Protection | n/a | n/a
Phase Created | n/a | 1900-12-31T23:59:59 | Submitted:Submitted for Approval | Component | Basic Wall:nbl_Int_PlstrGyp-Blck140-PlstrGyp_TYPE A:124347 | New Construction | n/a | n/a | Phasing | n/a | n/a
Enable Analytical Model | n/a | 1900-12-31T23:59:59 | Submitted:Submitted for Approval | Component | Basic Wall:nbl_Int_PlstrGyp-Blck140-PlstrGyp_TYPE A:124347 | n/a | n/a | n/a | Structural | n/a | n/a | n/a
Structural | n/a | 1900-12-31T23:59:59 | Submitted:Submitted for Approval | Component | Basic Wall:nbl_Int_PlstrGyp-Blck140-PlstrGyp_TYPE A:124347 | n/a | n/a | n/a | Structural | n/a | n/a | n/a
Structural Usage | n/a | 1900-12-31T23:59:59 | Submitted:Submitted for Approval | Component | Basic Wall:nbl_Int_PlstrGyp-Blck140-PlstrGyp_TYPE A:124347 | Non-bearing | n/a | n/a | Structural | n/a | n/a
Reference | n/a | 1900-12-31T23:59:59 | Submitted:Submitted for Approval | Component | Basic Wall:nbl_Int_PlstrGyp-Blck140-PlstrGyp_TYPE A:124347 | nbl_Int_PlstrGyp-Blck140-PlstrGyp_TYPE A | n/a | n/a | Pset_WallCommon | n/a | n/a
LoadBearing | n/a | 1900-12-31T23:59:59 | Submitted:Submitted for Approval | Component | Basic Wall:nbl_Int_PlstrGyp-Blck140-PlstrGyp_TYPE A:124347 | n/a | n/a | n/a | Pset_WallCommon | n/a | n/a | n/a
ExtendToStructure | n/a | 1900-12-31T23:59:59 | Submitted:Submitted for Approval | Component | Basic Wall:nbl_Int_PlstrGyp-Blck140-PlstrGyp_TYPE A:124347 | n/a | n/a | n/a | Pset_WallCommon | n/a | n/a | n/a
IsExternal | n/a | 1900-12-31T23:59:59 | Submitted:Submitted for Approval | Component | Basic Wall:nbl_Int_PlstrGyp-Blck140-PlstrGyp_TYPE A:124347 | n/a | n/a | n/a | Pset_WallCommon | n/a | n/a | n/a
FireRating | n/a | 1900-12-31T23:59:59 | Submitted:Submitted for Approval | Component | Basic Wall:nbl_Int_PlstrGyp-Blck140-PlstrGyp_TYPE A:124347 | 60 | n/a | n/a | Pset_WallCommon | n/a | n/a
ProductionYear | n/a | 1900-12-31T23:59:59 | Submitted:Submitted for Approval | Component | Basic Wall:nbl_Int_PlstrGyp-Blck140-PlstrGyp_TYPE A:124347 | User to populate | n/a | n/a | Pset_ManufacturerTypeInformation | n/a | n/a
Base Constraint | n/a | 1900-12-31T23:59:59 | Submitted:Submitted for Approval | Component | Basic Wall:nbl_Int_PlstrGyp-Blck140-PlstrGyp_TYPE A:124453 | Level: Ground Floor | n/a | n/a | Constraints | n/a | n/a
Base Extension Distance | n/a | 1900-12-31T23:59:59 | Submitted:Submitted for Approval | Component | Basic Wall:nbl_Int_PlstrGyp-Blck140-PlstrGyp_TYPE A:124453 | -160 | n/a | n/a | Constraints | n/a | n/a | n/a
Base is Attached | n/a | 1900-12-31T23:59:59 | Submitted:Submitted for Approval | Component | Basic Wall:nbl_Int_PlstrGyp-Blck140-PlstrGyp_TYPE A:124453 | n/a | n/a | n/a | Constraints | n/a | n/a | n/a
Base Offset | n/a | 1900-12-31T23:59:59 | Submitted:Submitted for Approval | Component | Basic Wall:nbl_Int_PlstrGyp-Blck140-PlstrGyp_TYPE A:124453 | 0 | n/a | n/a | Constraints | n/a | n/a | n/a
Location Line | n/a | 1900-12-31T23:59:59 | Submitted:Submitted for Approval | Component | Basic Wall:nbl_Int_PlstrGyp-Blck140-PlstrGyp_TYPE A:124453 | Finish Face: Exterior | n/a | n/a | Constraints | n/a | n/a
Related to Mass | n/a | 1900-12-31T23:59:59 | Submitted:Submitted for Approval | Component | Basic Wall:nbl_Int_PlstrGyp-Blck140-PlstrGyp_TYPE A:124453 | n/a | n/a | n/a | Constraints | n/a | n/a | n/a
Room Bounding | n/a | 1900-12-31T23:59:59 | Submitted:Submitted for Approval | Component | Basic Wall:nbl_Int_PlstrGyp-Blck140-PlstrGyp_TYPE A:124453 | TRUE | n/a | n/a | Constraints | n/a | n/a | n/a
Top Constraint | n/a | 1900-12-31T23:59:59 | Submitted:Submitted for Approval | Component | Basic Wall:nbl_Int_PlstrGyp-Blck140-PlstrGyp_TYPE A:124453 | Level: Lower Roof - Slab Level | n/a | n/a | Constraints | n/a | n/a
Top Extension Distance | n/a | 1900-12-31T23:59:59 | Submitted:Submitted for Approval | Component | Basic Wall:nbl_Int_PlstrGyp-Blck140-PlstrGyp_TYPE A:124453 | 0 | n/a | n/a | Constraints | n/a | n/a | n/a
Top is Attached | n/a | 1900-12-31T23:59:59 | Submitted:Submitted for Approval | Component | Basic Wall:nbl_Int_PlstrGyp-Blck140-PlstrGyp_TYPE A:124453 | n/a | n/a | n/a | Constraints | n/a | n/a | n/a
Top Offset | n/a | 1900-12-31T23:59:59 | Submitted:Submitted for Approval | Component | Basic Wall:nbl_Int_PlstrGyp-Blck140-PlstrGyp_TYPE A:124453 | -300 | n/a | n/a | Constraints | n/a | n/a | n/a
Unconnected Height | n/a | 1900-12-31T23:59:59 | Submitted:Submitted for Approval | Component | Basic Wall:nbl_Int_PlstrGyp-Blck140-PlstrGyp_TYPE A:124453 | 2900 | n/a | n/a | Constraints | n/a | n/a | n/a
Area | n/a | 1900-12-31T23:59:59 | Submitted:Submitted for Approval | Component | Basic Wall:nbl_Int_PlstrGyp-Blck140-PlstrGyp_TYPE A:124453 | 1.595 | n/a | n/a | Dimensions | n/a | n/a | n/a
Length | n/a | 1900-12-31T23:59:59 | Submitted:Submitted for Approval | Component | Basic Wall:nbl_Int_PlstrGyp-Blck140-PlstrGyp_TYPE A:124453 | 737.5 | n/a | n/a | Dimensions | n/a | n/a | n/a
Volume | n/a | 1900-12-31T23:59:59 | Submitted:Submitted for Approval | Component | Basic Wall:nbl_Int_PlstrGyp-Blck140-PlstrGyp_TYPE A:124453 | 0.29942 | n/a | n/a | Dimensions | n/a | n/a | n/a
Phase Created | n/a | 1900-12-31T23:59:59 | Submitted:Submitted for Approval | Component | Basic Wall:nbl_Int_PlstrGyp-Blck140-PlstrGyp_TYPE A:124453 | New Construction | n/a | n/a | Phasing | n/a | n/a
Enable Analytical Model | n/a | 1900-12-31T23:59:59 | Submitted:Submitted for Approval | Component | Basic Wall:nbl_Int_PlstrGyp-Blck140-PlstrGyp_TYPE A:124453 | n/a | n/a | n/a | Structural | n/a | n/a | n/a
Structural | n/a | 1900-12-31T23:59:59 | Submitted:Submitted for Approval | Component | Basic Wall:nbl_Int_PlstrGyp-Blck140-PlstrGyp_TYPE A:124453 | n/a | n/a | n/a | Structural | n/a | n/a | n/a
Structural Usage | n/a | 1900-12-31T23:59:59 | Submitted:Submitted for Approval | Component | Basic Wall:nbl_Int_PlstrGyp-Blck140-PlstrGyp_TYPE A:124453 | Non-bearing | n/a | n/a | Structural | n/a | n/a
Reference | n/a | 1900-12-31T23:59:59 | Submitted:Submitted for Approval | Component | Basic Wall:nbl_Int_PlstrGyp-Blck140-PlstrGyp_TYPE A:124453 | nbl_Int_PlstrGyp-Blck140-PlstrGyp_TYPE A | n/a | n/a | Pset_WallCommon | n/a | n/a
LoadBearing | n/a | 1900-12-31T23:59:59 | Submitted:Submitted for Approval | Component | Basic Wall:nbl_Int_PlstrGyp-Blck140-PlstrGyp_TYPE A:124453 | n/a | n/a | n/a | Pset_WallCommon | n/a | n/a | n/a
ExtendToStructure | n/a | 1900-12-31T23:59:59 | Submitted:Submitted for Approval | Component | Basic Wall:nbl_Int_PlstrGyp-Blck140-PlstrGyp_TYPE A:124453 | n/a | n/a | n/a | Pset_WallCommon | n/a | n/a | n/a
IsExternal | n/a | 1900-12-31T23:59:59 | Submitted:Submitted for Approval | Component | Basic Wall:nbl_Int_PlstrGyp-Blck140-PlstrGyp_TYPE A:124453 | n/a | n/a | n/a | Pset_WallCommon | n/a | n/a | n/a
ProductionYear | n/a | 1900-12-31T23:59:59 | Submitted:Submitted for Approval | Component | Basic Wall:nbl_Int_PlstrGyp-Blck140-PlstrGyp_TYPE A:124453 | User to populate | n/a | n/a | Pset_ManufacturerTypeInformation | n/a | n/a
Base Constraint | n/a | 1900-12-31T23:59:59 | Submitted:Submitted for Approval | Component | Basic Wall:nbl_Int_PlstrGyp-Blck140-PlstrGyp_TYPE A:124496 | Level: Ground Floor | n/a | n/a | Constraints | n/a | n/a
Base Extension Distance | n/a | 1900-12-31T23:59:59 | Submitted:Submitted for Approval | Component | Basic Wall:nbl_Int_PlstrGyp-Blck140-PlstrGyp_TYPE A:124496 | -160 | n/a | n/a | Constraints | n/a | n/a | n/a
Base is Attached | n/a | 1900-12-31T23:59:59 | Submitted:Submitted for Approval | Component | Basic Wall:nbl_Int_PlstrGyp-Blck140-PlstrGyp_TYPE A:124496 | n/a | n/a | n/a | Constraints | n/a | n/a | n/a
Base Offset | n/a | 1900-12-31T23:59:59 | Submitted:Submitted for Approval | Component | Basic Wall:nbl_Int_PlstrGyp-Blck140-PlstrGyp_TYPE A:124496 | 0 | n/a | n/a | Constraints | n/a | n/a | n/a
Location Line | n/a | 1900-12-31T23:59:59 | Submitted:Submitted for Approval | Component | Basic Wall:nbl_Int_PlstrGyp-Blck140-PlstrGyp_TYPE A:124496 | Finish Face: Exterior | n/a | n/a | Constraints | n/a | n/a
Related to Mass | n/a | 1900-12-31T23:59:59 | Submitted:Submitted for Approval | Component | Basic Wall:nbl_Int_PlstrGyp-Blck140-PlstrGyp_TYPE A:124496 | n/a | n/a | n/a | Constraints | n/a | n/a | n/a
Room Bounding | n/a | 1900-12-31T23:59:59 | Submitted:Submitted for Approval | Component | Basic Wall:nbl_Int_PlstrGyp-Blck140-PlstrGyp_TYPE A:124496 | TRUE | n/a | n/a | Constraints | n/a | n/a | n/a
Top Constraint | n/a | 1900-12-31T23:59:59 | Submitted:Submitted for Approval | Component | Basic Wall:nbl_Int_PlstrGyp-Blck140-PlstrGyp_TYPE A:124496 | Level: Lower Roof - Slab Level | n/a | n/a | Constraints | n/a | n/a
Top Extension Distance | n/a | 1900-12-31T23:59:59 | Submitted:Submitted for Approval | Component | Basic Wall:nbl_Int_PlstrGyp-Blck140-PlstrGyp_TYPE A:124496 | 0 | n/a | n/a | Constraints | n/a | n/a | n/a
Top is Attached | n/a | 1900-12-31T23:59:59 | Submitted:Submitted for Approval | Component | Basic Wall:nbl_Int_PlstrGyp-Blck140-PlstrGyp_TYPE A:124496 | n/a | n/a | n/a | Constraints | n/a | n/a | n/a
Top Offset | n/a | 1900-12-31T23:59:59 | Submitted:Submitted for Approval | Component | Basic Wall:nbl_Int_PlstrGyp-Blck140-PlstrGyp_TYPE A:124496 | -300 | n/a | n/a | Constraints | n/a | n/a | n/a
Unconnected Height | n/a | 1900-12-31T23:59:59 | Submitted:Submitted for Approval | Component | Basic Wall:nbl_Int_PlstrGyp-Blck140-PlstrGyp_TYPE A:124496 | 2900 | n/a | n/a | Constraints | n/a | n/a | n/a
Area | n/a | 1900-12-31T23:59:59 | Submitted:Submitted for Approval | Component | Basic Wall:nbl_Int_PlstrGyp-Blck140-PlstrGyp_TYPE A:124496 | 1.1704 | n/a | n/a | Dimensions | n/a | n/a | n/a
Length | n/a | 1900-12-31T23:59:59 | Submitted:Submitted for Approval | Component | Basic Wall:nbl_Int_PlstrGyp-Blck140-PlstrGyp_TYPE A:124496 | 591.0831 | n/a | n/a | Dimensions | n/a | n/a | n/a
Volume | n/a | 1900-12-31T23:59:59 | Submitted:Submitted for Approval | Component | Basic Wall:nbl_Int_PlstrGyp-Blck140-PlstrGyp_TYPE A:124496 | 0.21971 | n/a | n/a | Dimensions | n/a | n/a | n/a
Phase Created | n/a | 1900-12-31T23:59:59 | Submitted:Submitted for Approval | Component | Basic Wall:nbl_Int_PlstrGyp-Blck140-PlstrGyp_TYPE A:124496 | New Construction | n/a | n/a | Phasing | n/a | n/a
Enable Analytical Model | n/a | 1900-12-31T23:59:59 | Submitted:Submitted for Approval | Component | Basic Wall:nbl_Int_PlstrGyp-Blck140-PlstrGyp_TYPE A:124496 | n/a | n/a | n/a | Structural | n/a | n/a | n/a
Structural | n/a | 1900-12-31T23:59:59 | Submitted:Submitted for Approval | Component | Basic Wall:nbl_Int_PlstrGyp-Blck140-PlstrGyp_TYPE A:124496 | n/a | n/a | n/a | Structural | n/a | n/a | n/a
Structural Usage | n/a | 1900-12-31T23:59:59 | Submitted:Submitted for Approval | Component | Basic Wall:nbl_Int_PlstrGyp-Blck140-PlstrGyp_TYPE A:124496 | Non-bearing | n/a | n/a | Structural | n/a | n/a
Reference | n/a | 1900-12-31T23:59:59 | Submitted:Submitted for Approval | Component | Basic Wall:nbl_Int_PlstrGyp-Blck140-PlstrGyp_TYPE A:124496 | nbl_Int_PlstrGyp-Blck140-PlstrGyp_TYPE A | n/a | n/a | Pset_WallCommon | n/a | n/a
LoadBearing | n/a | 1900-12-31T23:59:59 | Submitted:Submitted for Approval | Component | Basic Wall:nbl_Int_PlstrGyp-Blck140-PlstrGyp_TYPE A:124496 | n/a | n/a | n/a | Pset_WallCommon | n/a | n/a | n/a
ExtendToStructure | n/a | 1900-12-31T23:59:59 | Submitted:Submitted for Approval | Component | Basic Wall:nbl_Int_PlstrGyp-Blck140-PlstrGyp_TYPE A:124496 | n/a | n/a | n/a | Pset_WallCommon | n/a | n/a | n/a
IsExternal | n/a | 1900-12-31T23:59:59 | Submitted:Submitted for Approval | Component | Basic Wall:nbl_Int_PlstrGyp-Blck140-PlstrGyp_TYPE A:124496 | n/a | n/a | n/a | Pset_WallCommon | n/a | n/a | n/a
ProductionYear | n/a | 1900-12-31T23:59:59 | Submitted:Submitted for Approval | Component | Basic Wall:nbl_Int_PlstrGyp-Blck140-PlstrGyp_TYPE A:124496 | User to populate | n/a | n/a | Pset_ManufacturerTypeInformation | n/a | n/a
Base Constraint | n/a | 1900-12-31T23:59:59 | Submitted:Submitted for Approval | Component | Basic Wall:nbl_Int_PlstrGyp-Blck140-PlstrGyp_TYPE A:124542 | Level: Ground Floor | n/a | n/a | Constraints | n/a | n/a
Base Extension Distance | n/a | 1900-12-31T23:59:59 | Submitted:Submitted for Approval | Component | Basic Wall:nbl_Int_PlstrGyp-Blck140-PlstrGyp_TYPE A:124542 | -160 | n/a | n/a | Constraints | n/a | n/a | n/a
Base is Attached | n/a | 1900-12-31T23:59:59 | Submitted:Submitted for Approval | Component | Basic Wall:nbl_Int_PlstrGyp-Blck140-PlstrGyp_TYPE A:124542 | n/a | n/a | n/a | Constraints | n/a | n/a | n/a
Base Offset | n/a | 1900-12-31T23:59:59 | Submitted:Submitted for Approval | Component | Basic Wall:nbl_Int_PlstrGyp-Blck140-PlstrGyp_TYPE A:124542 | 0 | n/a | n/a | Constraints | n/a | n/a | n/a
Location Line | n/a | 1900-12-31T23:59:59 | Submitted:Submitted for Approval | Component | Basic Wall:nbl_Int_PlstrGyp-Blck140-PlstrGyp_TYPE A:124542 | Finish Face: Exterior | n/a | n/a | Constraints | n/a | n/a
Related to Mass | n/a | 1900-12-31T23:59:59 | Submitted:Submitted for Approval | Component | Basic Wall:nbl_Int_PlstrGyp-Blck140-PlstrGyp_TYPE A:124542 | n/a | n/a | n/a | Constraints | n/a | n/a | n/a
Room Bounding | n/a | 1900-12-31T23:59:59 | Submitted:Submitted for Approval | Component | Basic Wall:nbl_Int_PlstrGyp-Blck140-PlstrGyp_TYPE A:124542 | TRUE | n/a | n/a | Constraints | n/a | n/a | n/a
Top Constraint | n/a | 1900-12-31T23:59:59 | Submitted:Submitted for Approval | Component | Basic Wall:nbl_Int_PlstrGyp-Blck140-PlstrGyp_TYPE A:124542 | Level: Lower Roof - Slab Level | n/a | n/a | Constraints | n/a | n/a
Top Extension Distance | n/a | 1900-12-31T23:59:59 | Submitted:Submitted for Approval | Component | Basic Wall:nbl_Int_PlstrGyp-Blck140-PlstrGyp_TYPE A:124542 | 0 | n/a | n/a | Constraints | n/a | n/a | n/a
Top is Attached | n/a | 1900-12-31T23:59:59 | Submitted:Submitted for Approval | Component | Basic Wall:nbl_Int_PlstrGyp-Blck140-PlstrGyp_TYPE A:124542 | n/a | n/a | n/a | Constraints | n/a | n/a | n/a
Top Offset | n/a | 1900-12-31T23:59:59 | Submitted:Submitted for Approval | Component | Basic Wall:nbl_Int_PlstrGyp-Blck140-PlstrGyp_TYPE A:124542 | -300 | n/a | n/a | Constraints | n/a | n/a | n/a
Unconnected Height | n/a | 1900-12-31T23:59:59 | Submitted:Submitted for Approval | Component | Basic Wall:nbl_Int_PlstrGyp-Blck140-PlstrGyp_TYPE A:124542 | 2900 | n/a | n/a | Constraints | n/a | n/a | n/a
Area | n/a | 1900-12-31T23:59:59 | Submitted:Submitted for Approval | Component | Basic Wall:nbl_Int_PlstrGyp-Blck140-PlstrGyp_TYPE A:124542 | 1.6136 | n/a | n/a | Dimensions | n/a | n/a | n/a
Length | n/a | 1900-12-31T23:59:59 | Submitted:Submitted for Approval | Component | Basic Wall:nbl_Int_PlstrGyp-Blck140-PlstrGyp_TYPE A:124542 | 516.4169 | n/a | n/a | Dimensions | n/a | n/a | n/a
Volume | n/a | 1900-12-31T23:59:59 | Submitted:Submitted for Approval | Component | Basic Wall:nbl_Int_PlstrGyp-Blck140-PlstrGyp_TYPE A:124542 | 0.30291 | n/a | n/a | Dimensions | n/a | n/a | n/a
Phase Created | n/a | 1900-12-31T23:59:59 | Submitted:Submitted for Approval | Component | Basic Wall:nbl_Int_PlstrGyp-Blck140-PlstrGyp_TYPE A:124542 | New Construction | n/a | n/a | Phasing | n/a | n/a
Enable Analytical Model | n/a | 1900-12-31T23:59:59 | Submitted:Submitted for Approval | Component | Basic Wall:nbl_Int_PlstrGyp-Blck140-PlstrGyp_TYPE A:124542 | n/a | n/a | n/a | Structural | n/a | n/a | n/a
Structural | n/a | 1900-12-31T23:59:59 | Submitted:Submitted for Approval | Component | Basic Wall:nbl_Int_PlstrGyp-Blck140-PlstrGyp_TYPE A:124542 | n/a | n/a | n/a | Structural | n/a | n/a | n/a
Structural Usage | n/a | 1900-12-31T23:59:59 | Submitted:Submitted for Approval | Component | Basic Wall:nbl_Int_PlstrGyp-Blck140-PlstrGyp_TYPE A:124542 | Non-bearing | n/a | n/a | Structural | n/a | n/a
Reference | n/a | 1900-12-31T23:59:59 | Submitted:Submitted for Approval | Component | Basic Wall:nbl_Int_PlstrGyp-Blck140-PlstrGyp_TYPE A:124542 | nbl_Int_PlstrGyp-Blck140-PlstrGyp_TYPE A | n/a | n/a | Pset_WallCommon | n/a | n/a
LoadBearing | n/a | 1900-12-31T23:59:59 | Submitted:Submitted for Approval | Component | Basic Wall:nbl_Int_PlstrGyp-Blck140-PlstrGyp_TYPE A:124542 | n/a | n/a | n/a | Pset_WallCommon | n/a | n/a | n/a
ExtendToStructure | n/a | 1900-12-31T23:59:59 | Submitted:Submitted for Approval | Component | Basic Wall:nbl_Int_PlstrGyp-Blck140-PlstrGyp_TYPE A:124542 | n/a | n/a | n/a | Pset_WallCommon | n/a | n/a | n/a
IsExternal | n/a | 1900-12-31T23:59:59 | Submitted:Submitted for Approval | Component | Basic Wall:nbl_Int_PlstrGyp-Blck140-PlstrGyp_TYPE A:124542 | n/a | n/a | n/a | Pset_WallCommon | n/a | n/a | n/a
ProductionYear | n/a | 1900-12-31T23:59:59 | Submitted:Submitted for Approval | Component | Basic Wall:nbl_Int_PlstrGyp-Blck140-PlstrGyp_TYPE A:124542 | User to populate | n/a | n/a | Pset_ManufacturerTypeInformation | n/a | n/a
Base Constraint | n/a | 1900-12-31T23:59:59 | Submitted:Submitted for Approval | Component | Basic Wall:nbl_Int_PlstrGyp-Blck140-PlstrGyp_TYPE A:124622 | Level: Ground Floor | n/a | n/a | Constraints | n/a | n/a
Base Extension Distance | n/a | 1900-12-31T23:59:59 | Submitted:Submitted for Approval | Component | Basic Wall:nbl_Int_PlstrGyp-Blck140-PlstrGyp_TYPE A:124622 | -160 | n/a | n/a | Constraints | n/a | n/a | n/a
Base is Attached | n/a | 1900-12-31T23:59:59 | Submitted:Submitted for Approval | Component | Basic Wall:nbl_Int_PlstrGyp-Blck140-PlstrGyp_TYPE A:124622 | n/a | n/a | n/a | Constraints | n/a | n/a | n/a
Base Offset | n/a | 1900-12-31T23:59:59 | Submitted:Submitted for Approval | Component | Basic Wall:nbl_Int_PlstrGyp-Blck140-PlstrGyp_TYPE A:124622 | 0 | n/a | n/a | Constraints | n/a | n/a | n/a
Location Line | n/a | 1900-12-31T23:59:59 | Submitted:Submitted for Approval | Component | Basic Wall:nbl_Int_PlstrGyp-Blck140-PlstrGyp_TYPE A:124622 | Finish Face: Exterior | n/a | n/a | Constraints | n/a | n/a
Related to Mass | n/a | 1900-12-31T23:59:59 | Submitted:Submitted for Approval | Component | Basic Wall:nbl_Int_PlstrGyp-Blck140-PlstrGyp_TYPE A:124622 | n/a | n/a | n/a | Constraints | n/a | n/a | n/a
Room Bounding | n/a | 1900-12-31T23:59:59 | Submitted:Submitted for Approval | Component | Basic Wall:nbl_Int_PlstrGyp-Blck140-PlstrGyp_TYPE A:124622 | TRUE | n/a | n/a | Constraints | n/a | n/a | n/a
Top Constraint | n/a | 1900-12-31T23:59:59 | Submitted:Submitted for Approval | Component | Basic Wall:nbl_Int_PlstrGyp-Blck140-PlstrGyp_TYPE A:124622 | Level: Lower Roof - Slab Level | n/a | n/a | Constraints | n/a | n/a
Top Extension Distance | n/a | 1900-12-31T23:59:59 | Submitted:Submitted for Approval | Component | Basic Wall:nbl_Int_PlstrGyp-Blck140-PlstrGyp_TYPE A:124622 | 0 | n/a | n/a | Constraints | n/a | n/a | n/a
Top is Attached | n/a | 1900-12-31T23:59:59 | Submitted:Submitted for Approval | Component | Basic Wall:nbl_Int_PlstrGyp-Blck140-PlstrGyp_TYPE A:124622 | n/a | n/a | n/a | Constraints | n/a | n/a | n/a
Top Offset | n/a | 1900-12-31T23:59:59 | Submitted:Submitted for Approval | Component | Basic Wall:nbl_Int_PlstrGyp-Blck140-PlstrGyp_TYPE A:124622 | -300 | n/a | n/a | Constraints | n/a | n/a | n/a
Unconnected Height | n/a | 1900-12-31T23:59:59 | Submitted:Submitted for Approval | Component | Basic Wall:nbl_Int_PlstrGyp-Blck140-PlstrGyp_TYPE A:124622 | 2900 | n/a | n/a | Constraints | n/a | n/a | n/a
Area | n/a | 1900-12-31T23:59:59 | Submitted:Submitted for Approval | Component | Basic Wall:nbl_Int_PlstrGyp-Blck140-PlstrGyp_TYPE A:124622 | 5.858 | n/a | n/a | Dimensions | n/a | n/a | n/a
Length | n/a | 1900-12-31T23:59:59 | Submitted:Submitted for Approval | Component | Basic Wall:nbl_Int_PlstrGyp-Blck140-PlstrGyp_TYPE A:124622 | 2020 | n/a | n/a | Dimensions | n/a | n/a | n/a
Volume | n/a | 1900-12-31T23:59:59 | Submitted:Submitted for Approval | Component | Basic Wall:nbl_Int_PlstrGyp-Blck140-PlstrGyp_TYPE A:124622 | 1.0997 | n/a | n/a | Dimensions | n/a | n/a | n/a
Phase Created | n/a | 1900-12-31T23:59:59 | Submitted:Submitted for Approval | Component | Basic Wall:nbl_Int_PlstrGyp-Blck140-PlstrGyp_TYPE A:124622 | New Construction | n/a | n/a | Phasing | n/a | n/a
Enable Analytical Model | n/a | 1900-12-31T23:59:59 | Submitted:Submitted for Approval | Component | Basic Wall:nbl_Int_PlstrGyp-Blck140-PlstrGyp_TYPE A:124622 | n/a | n/a | n/a | Structural | n/a | n/a | n/a
Structural | n/a | 1900-12-31T23:59:59 | Submitted:Submitted for Approval | Component | Basic Wall:nbl_Int_PlstrGyp-Blck140-PlstrGyp_TYPE A:124622 | n/a | n/a | n/a | Structural | n/a | n/a | n/a
Structural Usage | n/a | 1900-12-31T23:59:59 | Submitted:Submitted for Approval | Component | Basic Wall:nbl_Int_PlstrGyp-Blck140-PlstrGyp_TYPE A:124622 | Non-bearing | n/a | n/a | Structural | n/a | n/a
Reference | n/a | 1900-12-31T23:59:59 | Submitted:Submitted for Approval | Component | Basic Wall:nbl_Int_PlstrGyp-Blck140-PlstrGyp_TYPE A:124622 | nbl_Int_PlstrGyp-Blck140-PlstrGyp_TYPE A | n/a | n/a | Pset_WallCommon | n/a | n/a
LoadBearing | n/a | 1900-12-31T23:59:59 | Submitted:Submitted for Approval | Component | Basic Wall:nbl_Int_PlstrGyp-Blck140-PlstrGyp_TYPE A:124622 | n/a | n/a | n/a | Pset_WallCommon | n/a | n/a | n/a
ExtendToStructure | n/a | 1900-12-31T23:59:59 | Submitted:Submitted for Approval | Component | Basic Wall:nbl_Int_PlstrGyp-Blck140-PlstrGyp_TYPE A:124622 | n/a | n/a | n/a | Pset_WallCommon | n/a | n/a | n/a
IsExternal | n/a | 1900-12-31T23:59:59 | Submitted:Submitted for Approval | Component | Basic Wall:nbl_Int_PlstrGyp-Blck140-PlstrGyp_TYPE A:124622 | n/a | n/a | n/a | Pset_WallCommon | n/a | n/a | n/a
ProductionYear | n/a | 1900-12-31T23:59:59 | Submitted:Submitted for Approval | Component | Basic Wall:nbl_Int_PlstrGyp-Blck140-PlstrGyp_TYPE A:124622 | User to populate | n/a | n/a | Pset_ManufacturerTypeInformation | n/a | n/a
Base Constraint | n/a | 1900-12-31T23:59:59 | Submitted:Submitted for Approval | Component | Basic Wall:nbl_Int_PlstrGyp-Blck140-PlstrGyp_TYPE A:124657 | Level: Ground Floor | n/a | n/a | Constraints | n/a | n/a
Base Extension Distance | n/a | 1900-12-31T23:59:59 | Submitted:Submitted for Approval | Component | Basic Wall:nbl_Int_PlstrGyp-Blck140-PlstrGyp_TYPE A:124657 | -160 | n/a | n/a | Constraints | n/a | n/a | n/a
Base is Attached | n/a | 1900-12-31T23:59:59 | Submitted:Submitted for Approval | Component | Basic Wall:nbl_Int_PlstrGyp-Blck140-PlstrGyp_TYPE A:124657 | n/a | n/a | n/a | Constraints | n/a | n/a | n/a
Base Offset | n/a | 1900-12-31T23:59:59 | Submitted:Submitted for Approval | Component | Basic Wall:nbl_Int_PlstrGyp-Blck140-PlstrGyp_TYPE A:124657 | 0 | n/a | n/a | Constraints | n/a | n/a | n/a
Location Line | n/a | 1900-12-31T23:59:59 | Submitted:Submitted for Approval | Component | Basic Wall:nbl_Int_PlstrGyp-Blck140-PlstrGyp_TYPE A:124657 | Finish Face: Exterior | n/a | n/a | Constraints | n/a | n/a
Related to Mass | n/a | 1900-12-31T23:59:59 | Submitted:Submitted for Approval | Component | Basic Wall:nbl_Int_PlstrGyp-Blck140-PlstrGyp_TYPE A:124657 | n/a | n/a | n/a | Constraints | n/a | n/a | n/a
Room Bounding | n/a | 1900-12-31T23:59:59 | Submitted:Submitted for Approval | Component | Basic Wall:nbl_Int_PlstrGyp-Blck140-PlstrGyp_TYPE A:124657 | TRUE | n/a | n/a | Constraints | n/a | n/a | n/a
Top Constraint | n/a | 1900-12-31T23:59:59 | Submitted:Submitted for Approval | Component | Basic Wall:nbl_Int_PlstrGyp-Blck140-PlstrGyp_TYPE A:124657 | Level: Lower Roof - Slab Level | n/a | n/a | Constraints | n/a | n/a
Top Extension Distance | n/a | 1900-12-31T23:59:59 | Submitted:Submitted for Approval | Component | Basic Wall:nbl_Int_PlstrGyp-Blck140-PlstrGyp_TYPE A:124657 | 0 | n/a | n/a | Constraints | n/a | n/a | n/a
Top is Attached | n/a | 1900-12-31T23:59:59 | Submitted:Submitted for Approval | Component | Basic Wall:nbl_Int_PlstrGyp-Blck140-PlstrGyp_TYPE A:124657 | n/a | n/a | n/a | Constraints | n/a | n/a | n/a
Top Offset | n/a | 1900-12-31T23:59:59 | Submitted:Submitted for Approval | Component | Basic Wall:nbl_Int_PlstrGyp-Blck140-PlstrGyp_TYPE A:124657 | -300 | n/a | n/a | Constraints | n/a | n/a | n/a
Unconnected Height | n/a | 1900-12-31T23:59:59 | Submitted:Submitted for Approval | Component | Basic Wall:nbl_Int_PlstrGyp-Blck140-PlstrGyp_TYPE A:124657 | 2900 | n/a | n/a | Constraints | n/a | n/a | n/a
Area | n/a | 1900-12-31T23:59:59 | Submitted:Submitted for Approval | Component | Basic Wall:nbl_Int_PlstrGyp-Blck140-PlstrGyp_TYPE A:124657 | 3.845 | n/a | n/a | Dimensions | n/a | n/a | n/a
Length | n/a | 1900-12-31T23:59:59 | Submitted:Submitted for Approval | Component | Basic Wall:nbl_Int_PlstrGyp-Blck140-PlstrGyp_TYPE A:124657 | 2140 | n/a | n/a | Dimensions | n/a | n/a | n/a
Volume | n/a | 1900-12-31T23:59:59 | Submitted:Submitted for Approval | Component | Basic Wall:nbl_Int_PlstrGyp-Blck140-PlstrGyp_TYPE A:124657 | 0.73847 | n/a | n/a | Dimensions | n/a | n/a | n/a
Phase Created | n/a | 1900-12-31T23:59:59 | Submitted:Submitted for Approval | Component | Basic Wall:nbl_Int_PlstrGyp-Blck140-PlstrGyp_TYPE A:124657 | New Construction | n/a | n/a | Phasing | n/a | n/a
Enable Analytical Model | n/a | 1900-12-31T23:59:59 | Submitted:Submitted for Approval | Component | Basic Wall:nbl_Int_PlstrGyp-Blck140-PlstrGyp_TYPE A:124657 | n/a | n/a | n/a | Structural | n/a | n/a | n/a
Structural | n/a | 1900-12-31T23:59:59 | Submitted:Submitted for Approval | Component | Basic Wall:nbl_Int_PlstrGyp-Blck140-PlstrGyp_TYPE A:124657 | n/a | n/a | n/a | Structural | n/a | n/a | n/a
Structural Usage | n/a | 1900-12-31T23:59:59 | Submitted:Submitted for Approval | Component | Basic Wall:nbl_Int_PlstrGyp-Blck140-PlstrGyp_TYPE A:124657 | Non-bearing | n/a | n/a | Structural | n/a | n/a
Reference | n/a | 1900-12-31T23:59:59 | Submitted:Submitted for Approval | Component | Basic Wall:nbl_Int_PlstrGyp-Blck140-PlstrGyp_TYPE A:124657 | nbl_Int_PlstrGyp-Blck140-PlstrGyp_TYPE A | n/a | n/a | Pset_WallCommon | n/a | n/a
LoadBearing | n/a | 1900-12-31T23:59:59 | Submitted:Submitted for Approval | Component | Basic Wall:nbl_Int_PlstrGyp-Blck140-PlstrGyp_TYPE A:124657 | n/a | n/a | n/a | Pset_WallCommon | n/a | n/a | n/a
ExtendToStructure | n/a | 1900-12-31T23:59:59 | Submitted:Submitted for Approval | Component | Basic Wall:nbl_Int_PlstrGyp-Blck140-PlstrGyp_TYPE A:124657 | n/a | n/a | n/a | Pset_WallCommon | n/a | n/a | n/a
IsExternal | n/a | 1900-12-31T23:59:59 | Submitted:Submitted for Approval | Component | Basic Wall:nbl_Int_PlstrGyp-Blck140-PlstrGyp_TYPE A:124657 | n/a | n/a | n/a | Pset_WallCommon | n/a | n/a | n/a
ProductionYear | n/a | 1900-12-31T23:59:59 | Submitted:Submitted for Approval | Component | Basic Wall:nbl_Int_PlstrGyp-Blck140-PlstrGyp_TYPE A:124657 | User to populate | n/a | n/a | Pset_ManufacturerTypeInformation | n/a | n/a
Base Constraint | n/a | 1900-12-31T23:59:59 | Submitted:Submitted for Approval | Component | Basic Wall:nbl_Int_PlstrGyp-Blck140-PlstrGyp_TYPE A:124703 | Level: Ground Floor | n/a | n/a | Constraints | n/a | n/a
Base Extension Distance | n/a | 1900-12-31T23:59:59 | Submitted:Submitted for Approval | Component | Basic Wall:nbl_Int_PlstrGyp-Blck140-PlstrGyp_TYPE A:124703 | -160 | n/a | n/a | Constraints | n/a | n/a | n/a
Base is Attached | n/a | 1900-12-31T23:59:59 | Submitted:Submitted for Approval | Component | Basic Wall:nbl_Int_PlstrGyp-Blck140-PlstrGyp_TYPE A:124703 | n/a | n/a | n/a | Constraints | n/a | n/a | n/a
Base Offset | n/a | 1900-12-31T23:59:59 | Submitted:Submitted for Approval | Component | Basic Wall:nbl_Int_PlstrGyp-Blck140-PlstrGyp_TYPE A:124703 | 0 | n/a | n/a | Constraints | n/a | n/a | n/a
Location Line | n/a | 1900-12-31T23:59:59 | Submitted:Submitted for Approval | Component | Basic Wall:nbl_Int_PlstrGyp-Blck140-PlstrGyp_TYPE A:124703 | Finish Face: Exterior | n/a | n/a | Constraints | n/a | n/a
Related to Mass | n/a | 1900-12-31T23:59:59 | Submitted:Submitted for Approval | Component | Basic Wall:nbl_Int_PlstrGyp-Blck140-PlstrGyp_TYPE A:124703 | n/a | n/a | n/a | Constraints | n/a | n/a | n/a
Room Bounding | n/a | 1900-12-31T23:59:59 | Submitted:Submitted for Approval | Component | Basic Wall:nbl_Int_PlstrGyp-Blck140-PlstrGyp_TYPE A:124703 | TRUE | n/a | n/a | Constraints | n/a | n/a | n/a
Top Constraint | n/a | 1900-12-31T23:59:59 | Submitted:Submitted for Approval | Component | Basic Wall:nbl_Int_PlstrGyp-Blck140-PlstrGyp_TYPE A:124703 | Level: Lower Roof - Slab Level | n/a | n/a | Constraints | n/a | n/a
Top Extension Distance | n/a | 1900-12-31T23:59:59 | Submitted:Submitted for Approval | Component | Basic Wall:nbl_Int_PlstrGyp-Blck140-PlstrGyp_TYPE A:124703 | 0 | n/a | n/a | Constraints | n/a | n/a | n/a
Top is Attached | n/a | 1900-12-31T23:59:59 | Submitted:Submitted for Approval | Component | Basic Wall:nbl_Int_PlstrGyp-Blck140-PlstrGyp_TYPE A:124703 | n/a | n/a | n/a | Constraints | n/a | n/a | n/a
Top Offset | n/a | 1900-12-31T23:59:59 | Submitted:Submitted for Approval | Component | Basic Wall:nbl_Int_PlstrGyp-Blck140-PlstrGyp_TYPE A:124703 | -300 | n/a | n/a | Constraints | n/a | n/a | n/a
Unconnected Height | n/a | 1900-12-31T23:59:59 | Submitted:Submitted for Approval | Component | Basic Wall:nbl_Int_PlstrGyp-Blck140-PlstrGyp_TYPE A:124703 | 2900 | n/a | n/a | Constraints | n/a | n/a | n/a
Area | n/a | 1900-12-31T23:59:59 | Submitted:Submitted for Approval | Component | Basic Wall:nbl_Int_PlstrGyp-Blck140-PlstrGyp_TYPE A:124703 | 8.1055 | n/a | n/a | Dimensions | n/a | n/a | n/a
Length | n/a | 1900-12-31T23:59:59 | Submitted:Submitted for Approval | Component | Basic Wall:nbl_Int_PlstrGyp-Blck140-PlstrGyp_TYPE A:124703 | 2892.5 | n/a | n/a | Dimensions | n/a | n/a | n/a
Volume | n/a | 1900-12-31T23:59:59 | Submitted:Submitted for Approval | Component | Basic Wall:nbl_Int_PlstrGyp-Blck140-PlstrGyp_TYPE A:124703 | 1.5211 | n/a | n/a | Dimensions | n/a | n/a | n/a
FireRating | n/a | 1900-12-31T23:59:59 | Submitted:Submitted for Approval | Component | Basic Wall:nbl_Int_PlstrGyp-Blck140-PlstrGyp_TYPE A:124703 | 120 | n/a | n/a | Fire Protection | n/a | n/a
Phase Created | n/a | 1900-12-31T23:59:59 | Submitted:Submitted for Approval | Component | Basic Wall:nbl_Int_PlstrGyp-Blck140-PlstrGyp_TYPE A:124703 | New Construction | n/a | n/a | Phasing | n/a | n/a
Enable Analytical Model | n/a | 1900-12-31T23:59:59 | Submitted:Submitted for Approval | Component | Basic Wall:nbl_Int_PlstrGyp-Blck140-PlstrGyp_TYPE A:124703 | n/a | n/a | n/a | Structural | n/a | n/a | n/a
Structural | n/a | 1900-12-31T23:59:59 | Submitted:Submitted for Approval | Component | Basic Wall:nbl_Int_PlstrGyp-Blck140-PlstrGyp_TYPE A:124703 | n/a | n/a | n/a | Structural | n/a | n/a | n/a
Structural Usage | n/a | 1900-12-31T23:59:59 | Submitted:Submitted for Approval | Component | Basic Wall:nbl_Int_PlstrGyp-Blck140-PlstrGyp_TYPE A:124703 | Non-bearing | n/a | n/a | Structural | n/a | n/a
Reference | n/a | 1900-12-31T23:59:59 | Submitted:Submitted for Approval | Component | Basic Wall:nbl_Int_PlstrGyp-Blck140-PlstrGyp_TYPE A:124703 | nbl_Int_PlstrGyp-Blck140-PlstrGyp_TYPE A | n/a | n/a | Pset_WallCommon | n/a | n/a
LoadBearing | n/a | 1900-12-31T23:59:59 | Submitted:Submitted for Approval | Component | Basic Wall:nbl_Int_PlstrGyp-Blck140-PlstrGyp_TYPE A:124703 | n/a | n/a | n/a | Pset_WallCommon | n/a | n/a | n/a
ExtendToStructure | n/a | 1900-12-31T23:59:59 | Submitted:Submitted for Approval | Component | Basic Wall:nbl_Int_PlstrGyp-Blck140-PlstrGyp_TYPE A:124703 | n/a | n/a | n/a | Pset_WallCommon | n/a | n/a | n/a
IsExternal | n/a | 1900-12-31T23:59:59 | Submitted:Submitted for Approval | Component | Basic Wall:nbl_Int_PlstrGyp-Blck140-PlstrGyp_TYPE A:124703 | n/a | n/a | n/a | Pset_WallCommon | n/a | n/a | n/a
FireRating | n/a | 1900-12-31T23:59:59 | Submitted:Submitted for Approval | Component | Basic Wall:nbl_Int_PlstrGyp-Blck140-PlstrGyp_TYPE A:124703 | 120 | n/a | n/a | Pset_WallCommon | n/a | n/a
ProductionYear | n/a | 1900-12-31T23:59:59 | Submitted:Submitted for Approval | Component | Basic Wall:nbl_Int_PlstrGyp-Blck140-PlstrGyp_TYPE A:124703 | User to populate | n/a | n/a | Pset_ManufacturerTypeInformation | n/a | n/a
Base Constraint | n/a | 1900-12-31T23:59:59 | Submitted:Submitted for Approval | Component | Basic Wall:nbl_Int_PlstrGyp-Blck140-PlstrGyp_TYPE A:124742 | Level: Ground Floor | n/a | n/a | Constraints | n/a | n/a
Base Extension Distance | n/a | 1900-12-31T23:59:59 | Submitted:Submitted for Approval | Component | Basic Wall:nbl_Int_PlstrGyp-Blck140-PlstrGyp_TYPE A:124742 | -160 | n/a | n/a | Constraints | n/a | n/a | n/a
Base is Attached | n/a | 1900-12-31T23:59:59 | Submitted:Submitted for Approval | Component | Basic Wall:nbl_Int_PlstrGyp-Blck140-PlstrGyp_TYPE A:124742 | n/a | n/a | n/a | Constraints | n/a | n/a | n/a
Base Offset | n/a | 1900-12-31T23:59:59 | Submitted:Submitted for Approval | Component | Basic Wall:nbl_Int_PlstrGyp-Blck140-PlstrGyp_TYPE A:124742 | 0 | n/a | n/a | Constraints | n/a | n/a | n/a
Location Line | n/a | 1900-12-31T23:59:59 | Submitted:Submitted for Approval | Component | Basic Wall:nbl_Int_PlstrGyp-Blck140-PlstrGyp_TYPE A:124742 | Finish Face: Exterior | n/a | n/a | Constraints | n/a | n/a
Related to Mass | n/a | 1900-12-31T23:59:59 | Submitted:Submitted for Approval | Component | Basic Wall:nbl_Int_PlstrGyp-Blck140-PlstrGyp_TYPE A:124742 | n/a | n/a | n/a | Constraints | n/a | n/a | n/a
Room Bounding | n/a | 1900-12-31T23:59:59 | Submitted:Submitted for Approval | Component | Basic Wall:nbl_Int_PlstrGyp-Blck140-PlstrGyp_TYPE A:124742 | TRUE | n/a | n/a | Constraints | n/a | n/a | n/a
Top Constraint | n/a | 1900-12-31T23:59:59 | Submitted:Submitted for Approval | Component | Basic Wall:nbl_Int_PlstrGyp-Blck140-PlstrGyp_TYPE A:124742 | Level: Lower Roof - Slab Level | n/a | n/a | Constraints | n/a | n/a
Top Extension Distance | n/a | 1900-12-31T23:59:59 | Submitted:Submitted for Approval | Component | Basic Wall:nbl_Int_PlstrGyp-Blck140-PlstrGyp_TYPE A:124742 | 0 | n/a | n/a | Constraints | n/a | n/a | n/a
Top is Attached | n/a | 1900-12-31T23:59:59 | Submitted:Submitted for Approval | Component | Basic Wall:nbl_Int_PlstrGyp-Blck140-PlstrGyp_TYPE A:124742 | n/a | n/a | n/a | Constraints | n/a | n/a | n/a
Top Offset | n/a | 1900-12-31T23:59:59 | Submitted:Submitted for Approval | Component | Basic Wall:nbl_Int_PlstrGyp-Blck140-PlstrGyp_TYPE A:124742 | -300 | n/a | n/a | Constraints | n/a | n/a | n/a
Unconnected Height | n/a | 1900-12-31T23:59:59 | Submitted:Submitted for Approval | Component | Basic Wall:nbl_Int_PlstrGyp-Blck140-PlstrGyp_TYPE A:124742 | 2900 | n/a | n/a | Constraints | n/a | n/a | n/a
Area | n/a | 1900-12-31T23:59:59 | Submitted:Submitted for Approval | Component | Basic Wall:nbl_Int_PlstrGyp-Blck140-PlstrGyp_TYPE A:124742 | 7.5835 | n/a | n/a | Dimensions | n/a | n/a | n/a
Length | n/a | 1900-12-31T23:59:59 | Submitted:Submitted for Approval | Component | Basic Wall:nbl_Int_PlstrGyp-Blck140-PlstrGyp_TYPE A:124742 | 2892.5 | n/a | n/a | Dimensions | n/a | n/a | n/a
Volume | n/a | 1900-12-31T23:59:59 | Submitted:Submitted for Approval | Component | Basic Wall:nbl_Int_PlstrGyp-Blck140-PlstrGyp_TYPE A:124742 | 1.4241 | n/a | n/a | Dimensions | n/a | n/a | n/a
FireRating | n/a | 1900-12-31T23:59:59 | Submitted:Submitted for Approval | Component | Basic Wall:nbl_Int_PlstrGyp-Blck140-PlstrGyp_TYPE A:124742 | 60 | n/a | n/a | Fire Protection | n/a | n/a
Phase Created | n/a | 1900-12-31T23:59:59 | Submitted:Submitted for Approval | Component | Basic Wall:nbl_Int_PlstrGyp-Blck140-PlstrGyp_TYPE A:124742 | New Construction | n/a | n/a | Phasing | n/a | n/a
Enable Analytical Model | n/a | 1900-12-31T23:59:59 | Submitted:Submitted for Approval | Component | Basic Wall:nbl_Int_PlstrGyp-Blck140-PlstrGyp_TYPE A:124742 | n/a | n/a | n/a | Structural | n/a | n/a | n/a
Structural | n/a | 1900-12-31T23:59:59 | Submitted:Submitted for Approval | Component | Basic Wall:nbl_Int_PlstrGyp-Blck140-PlstrGyp_TYPE A:124742 | n/a | n/a | n/a | Structural | n/a | n/a | n/a
Structural Usage | n/a | 1900-12-31T23:59:59 | Submitted:Submitted for Approval | Component | Basic Wall:nbl_Int_PlstrGyp-Blck140-PlstrGyp_TYPE A:124742 | Non-bearing | n/a | n/a | Structural | n/a | n/a
Reference | n/a | 1900-12-31T23:59:59 | Submitted:Submitted for Approval | Component | Basic Wall:nbl_Int_PlstrGyp-Blck140-PlstrGyp_TYPE A:124742 | nbl_Int_PlstrGyp-Blck140-PlstrGyp_TYPE A | n/a | n/a | Pset_WallCommon | n/a | n/a
LoadBearing | n/a | 1900-12-31T23:59:59 | Submitted:Submitted for Approval | Component | Basic Wall:nbl_Int_PlstrGyp-Blck140-PlstrGyp_TYPE A:124742 | n/a | n/a | n/a | Pset_WallCommon | n/a | n/a | n/a
ExtendToStructure | n/a | 1900-12-31T23:59:59 | Submitted:Submitted for Approval | Component | Basic Wall:nbl_Int_PlstrGyp-Blck140-PlstrGyp_TYPE A:124742 | n/a | n/a | n/a | Pset_WallCommon | n/a | n/a | n/a
IsExternal | n/a | 1900-12-31T23:59:59 | Submitted:Submitted for Approval | Component | Basic Wall:nbl_Int_PlstrGyp-Blck140-PlstrGyp_TYPE A:124742 | n/a | n/a | n/a | Pset_WallCommon | n/a | n/a | n/a
FireRating | n/a | 1900-12-31T23:59:59 | Submitted:Submitted for Approval | Component | Basic Wall:nbl_Int_PlstrGyp-Blck140-PlstrGyp_TYPE A:124742 | 60 | n/a | n/a | Pset_WallCommon | n/a | n/a
ProductionYear | n/a | 1900-12-31T23:59:59 | Submitted:Submitted for Approval | Component | Basic Wall:nbl_Int_PlstrGyp-Blck140-PlstrGyp_TYPE A:124742 | User to populate | n/a | n/a | Pset_ManufacturerTypeInformation | n/a | n/a
Base Constraint | n/a | 1900-12-31T23:59:59 | Submitted:Submitted for Approval | Component | Basic Wall:nbl_Int_PlstrGyp-Blck140-PlstrGyp_TYPE A:124783 | Level: Ground Floor | n/a | n/a | Constraints | n/a | n/a
Base Extension Distance | n/a | 1900-12-31T23:59:59 | Submitted:Submitted for Approval | Component | Basic Wall:nbl_Int_PlstrGyp-Blck140-PlstrGyp_TYPE A:124783 | -160 | n/a | n/a | Constraints | n/a | n/a | n/a
Base is Attached | n/a | 1900-12-31T23:59:59 | Submitted:Submitted for Approval | Component | Basic Wall:nbl_Int_PlstrGyp-Blck140-PlstrGyp_TYPE A:124783 | n/a | n/a | n/a | Constraints | n/a | n/a | n/a
Base Offset | n/a | 1900-12-31T23:59:59 | Submitted:Submitted for Approval | Component | Basic Wall:nbl_Int_PlstrGyp-Blck140-PlstrGyp_TYPE A:124783 | 0 | n/a | n/a | Constraints | n/a | n/a | n/a
Location Line | n/a | 1900-12-31T23:59:59 | Submitted:Submitted for Approval | Component | Basic Wall:nbl_Int_PlstrGyp-Blck140-PlstrGyp_TYPE A:124783 | Finish Face: Exterior | n/a | n/a | Constraints | n/a | n/a
Related to Mass | n/a | 1900-12-31T23:59:59 | Submitted:Submitted for Approval | Component | Basic Wall:nbl_Int_PlstrGyp-Blck140-PlstrGyp_TYPE A:124783 | n/a | n/a | n/a | Constraints | n/a | n/a | n/a
Room Bounding | n/a | 1900-12-31T23:59:59 | Submitted:Submitted for Approval | Component | Basic Wall:nbl_Int_PlstrGyp-Blck140-PlstrGyp_TYPE A:124783 | TRUE | n/a | n/a | Constraints | n/a | n/a | n/a
Top Constraint | n/a | 1900-12-31T23:59:59 | Submitted:Submitted for Approval | Component | Basic Wall:nbl_Int_PlstrGyp-Blck140-PlstrGyp_TYPE A:124783 | Level: Lower Roof - Slab Level | n/a | n/a | Constraints | n/a | n/a
Top Extension Distance | n/a | 1900-12-31T23:59:59 | Submitted:Submitted for Approval | Component | Basic Wall:nbl_Int_PlstrGyp-Blck140-PlstrGyp_TYPE A:124783 | 0 | n/a | n/a | Constraints | n/a | n/a | n/a
Top is Attached | n/a | 1900-12-31T23:59:59 | Submitted:Submitted for Approval | Component | Basic Wall:nbl_Int_PlstrGyp-Blck140-PlstrGyp_TYPE A:124783 | n/a | n/a | n/a | Constraints | n/a | n/a | n/a
Top Offset | n/a | 1900-12-31T23:59:59 | Submitted:Submitted for Approval | Component | Basic Wall:nbl_Int_PlstrGyp-Blck140-PlstrGyp_TYPE A:124783 | -300 | n/a | n/a | Constraints | n/a | n/a | n/a
Unconnected Height | n/a | 1900-12-31T23:59:59 | Submitted:Submitted for Approval | Component | Basic Wall:nbl_Int_PlstrGyp-Blck140-PlstrGyp_TYPE A:124783 | 2900 | n/a | n/a | Constraints | n/a | n/a | n/a
Area | n/a | 1900-12-31T23:59:59 | Submitted:Submitted for Approval | Component | Basic Wall:nbl_Int_PlstrGyp-Blck140-PlstrGyp_TYPE A:124783 | 8.1055 | n/a | n/a | Dimensions | n/a | n/a | n/a
Length | n/a | 1900-12-31T23:59:59 | Submitted:Submitted for Approval | Component | Basic Wall:nbl_Int_PlstrGyp-Blck140-PlstrGyp_TYPE A:124783 | 2892.5 | n/a | n/a | Dimensions | n/a | n/a | n/a
Volume | n/a | 1900-12-31T23:59:59 | Submitted:Submitted for Approval | Component | Basic Wall:nbl_Int_PlstrGyp-Blck140-PlstrGyp_TYPE A:124783 | 1.5211 | n/a | n/a | Dimensions | n/a | n/a | n/a
FireRating | n/a | 1900-12-31T23:59:59 | Submitted:Submitted for Approval | Component | Basic Wall:nbl_Int_PlstrGyp-Blck140-PlstrGyp_TYPE A:124783 | 60 | n/a | n/a | Fire Protection | n/a | n/a
Phase Created | n/a | 1900-12-31T23:59:59 | Submitted:Submitted for Approval | Component | Basic Wall:nbl_Int_PlstrGyp-Blck140-PlstrGyp_TYPE A:124783 | New Construction | n/a | n/a | Phasing | n/a | n/a
Enable Analytical Model | n/a | 1900-12-31T23:59:59 | Submitted:Submitted for Approval | Component | Basic Wall:nbl_Int_PlstrGyp-Blck140-PlstrGyp_TYPE A:124783 | n/a | n/a | n/a | Structural | n/a | n/a | n/a
Structural | n/a | 1900-12-31T23:59:59 | Submitted:Submitted for Approval | Component | Basic Wall:nbl_Int_PlstrGyp-Blck140-PlstrGyp_TYPE A:124783 | n/a | n/a | n/a | Structural | n/a | n/a | n/a
Structural Usage | n/a | 1900-12-31T23:59:59 | Submitted:Submitted for Approval | Component | Basic Wall:nbl_Int_PlstrGyp-Blck140-PlstrGyp_TYPE A:124783 | Non-bearing | n/a | n/a | Structural | n/a | n/a
Reference | n/a | 1900-12-31T23:59:59 | Submitted:Submitted for Approval | Component | Basic Wall:nbl_Int_PlstrGyp-Blck140-PlstrGyp_TYPE A:124783 | nbl_Int_PlstrGyp-Blck140-PlstrGyp_TYPE A | n/a | n/a | Pset_WallCommon | n/a | n/a
LoadBearing | n/a | 1900-12-31T23:59:59 | Submitted:Submitted for Approval | Component | Basic Wall:nbl_Int_PlstrGyp-Blck140-PlstrGyp_TYPE A:124783 | n/a | n/a | n/a | Pset_WallCommon | n/a | n/a | n/a
ExtendToStructure | n/a | 1900-12-31T23:59:59 | Submitted:Submitted for Approval | Component | Basic Wall:nbl_Int_PlstrGyp-Blck140-PlstrGyp_TYPE A:124783 | n/a | n/a | n/a | Pset_WallCommon | n/a | n/a | n/a
IsExternal | n/a | 1900-12-31T23:59:59 | Submitted:Submitted for Approval | Component | Basic Wall:nbl_Int_PlstrGyp-Blck140-PlstrGyp_TYPE A:124783 | n/a | n/a | n/a | Pset_WallCommon | n/a | n/a | n/a
FireRating | n/a | 1900-12-31T23:59:59 | Submitted:Submitted for Approval | Component | Basic Wall:nbl_Int_PlstrGyp-Blck140-PlstrGyp_TYPE A:124783 | 60 | n/a | n/a | Pset_WallCommon | n/a | n/a
ProductionYear | n/a | 1900-12-31T23:59:59 | Submitted:Submitted for Approval | Component | Basic Wall:nbl_Int_PlstrGyp-Blck140-PlstrGyp_TYPE A:124783 | User to populate | n/a | n/a | Pset_ManufacturerTypeInformation | n/a | n/a
Base Constraint | n/a | 1900-12-31T23:59:59 | Submitted:Submitted for Approval | Component | Basic Wall:nbl_Int_PlstrGyp-Blck140-PlstrGyp_TYPE A:124818 | Level: Ground Floor | n/a | n/a | Constraints | n/a | n/a
Base Extension Distance | n/a | 1900-12-31T23:59:59 | Submitted:Submitted for Approval | Component | Basic Wall:nbl_Int_PlstrGyp-Blck140-PlstrGyp_TYPE A:124818 | -160 | n/a | n/a | Constraints | n/a | n/a | n/a
Base is Attached | n/a | 1900-12-31T23:59:59 | Submitted:Submitted for Approval | Component | Basic Wall:nbl_Int_PlstrGyp-Blck140-PlstrGyp_TYPE A:124818 | n/a | n/a | n/a | Constraints | n/a | n/a | n/a
Base Offset | n/a | 1900-12-31T23:59:59 | Submitted:Submitted for Approval | Component | Basic Wall:nbl_Int_PlstrGyp-Blck140-PlstrGyp_TYPE A:124818 | 0 | n/a | n/a | Constraints | n/a | n/a | n/a
Location Line | n/a | 1900-12-31T23:59:59 | Submitted:Submitted for Approval | Component | Basic Wall:nbl_Int_PlstrGyp-Blck140-PlstrGyp_TYPE A:124818 | Finish Face: Exterior | n/a | n/a | Constraints | n/a | n/a
Related to Mass | n/a | 1900-12-31T23:59:59 | Submitted:Submitted for Approval | Component | Basic Wall:nbl_Int_PlstrGyp-Blck140-PlstrGyp_TYPE A:124818 | n/a | n/a | n/a | Constraints | n/a | n/a | n/a
Room Bounding | n/a | 1900-12-31T23:59:59 | Submitted:Submitted for Approval | Component | Basic Wall:nbl_Int_PlstrGyp-Blck140-PlstrGyp_TYPE A:124818 | TRUE | n/a | n/a | Constraints | n/a | n/a | n/a
Top Constraint | n/a | 1900-12-31T23:59:59 | Submitted:Submitted for Approval | Component | Basic Wall:nbl_Int_PlstrGyp-Blck140-PlstrGyp_TYPE A:124818 | Level: Lower Roof - Slab Level | n/a | n/a | Constraints | n/a | n/a
Top Extension Distance | n/a | 1900-12-31T23:59:59 | Submitted:Submitted for Approval | Component | Basic Wall:nbl_Int_PlstrGyp-Blck140-PlstrGyp_TYPE A:124818 | 0 | n/a | n/a | Constraints | n/a | n/a | n/a
Top is Attached | n/a | 1900-12-31T23:59:59 | Submitted:Submitted for Approval | Component | Basic Wall:nbl_Int_PlstrGyp-Blck140-PlstrGyp_TYPE A:124818 | n/a | n/a | n/a | Constraints | n/a | n/a | n/a
Top Offset | n/a | 1900-12-31T23:59:59 | Submitted:Submitted for Approval | Component | Basic Wall:nbl_Int_PlstrGyp-Blck140-PlstrGyp_TYPE A:124818 | -300 | n/a | n/a | Constraints | n/a | n/a | n/a
Unconnected Height | n/a | 1900-12-31T23:59:59 | Submitted:Submitted for Approval | Component | Basic Wall:nbl_Int_PlstrGyp-Blck140-PlstrGyp_TYPE A:124818 | 2900 | n/a | n/a | Constraints | n/a | n/a | n/a
Area | n/a | 1900-12-31T23:59:59 | Submitted:Submitted for Approval | Component | Basic Wall:nbl_Int_PlstrGyp-Blck140-PlstrGyp_TYPE A:124818 | 5.4625 | n/a | n/a | Dimensions | n/a | n/a | n/a
Length | n/a | 1900-12-31T23:59:59 | Submitted:Submitted for Approval | Component | Basic Wall:nbl_Int_PlstrGyp-Blck140-PlstrGyp_TYPE A:124818 | 2892.5 | n/a | n/a | Dimensions | n/a | n/a | n/a
Volume | n/a | 1900-12-31T23:59:59 | Submitted:Submitted for Approval | Component | Basic Wall:nbl_Int_PlstrGyp-Blck140-PlstrGyp_TYPE A:124818 | 1.0423 | n/a | n/a | Dimensions | n/a | n/a | n/a
Phase Created | n/a | 1900-12-31T23:59:59 | Submitted:Submitted for Approval | Component | Basic Wall:nbl_Int_PlstrGyp-Blck140-PlstrGyp_TYPE A:124818 | New Construction | n/a | n/a | Phasing | n/a | n/a
Enable Analytical Model | n/a | 1900-12-31T23:59:59 | Submitted:Submitted for Approval | Component | Basic Wall:nbl_Int_PlstrGyp-Blck140-PlstrGyp_TYPE A:124818 | n/a | n/a | n/a | Structural | n/a | n/a | n/a
Structural | n/a | 1900-12-31T23:59:59 | Submitted:Submitted for Approval | Component | Basic Wall:nbl_Int_PlstrGyp-Blck140-PlstrGyp_TYPE A:124818 | n/a | n/a | n/a | Structural | n/a | n/a | n/a
Structural Usage | n/a | 1900-12-31T23:59:59 | Submitted:Submitted for Approval | Component | Basic Wall:nbl_Int_PlstrGyp-Blck140-PlstrGyp_TYPE A:124818 | Non-bearing | n/a | n/a | Structural | n/a | n/a
Reference | n/a | 1900-12-31T23:59:59 | Submitted:Submitted for Approval | Component | Basic Wall:nbl_Int_PlstrGyp-Blck140-PlstrGyp_TYPE A:124818 | nbl_Int_PlstrGyp-Blck140-PlstrGyp_TYPE A | n/a | n/a | Pset_WallCommon | n/a | n/a
LoadBearing | n/a | 1900-12-31T23:59:59 | Submitted:Submitted for Approval | Component | Basic Wall:nbl_Int_PlstrGyp-Blck140-PlstrGyp_TYPE A:124818 | n/a | n/a | n/a | Pset_WallCommon | n/a | n/a | n/a
ExtendToStructure | n/a | 1900-12-31T23:59:59 | Submitted:Submitted for Approval | Component | Basic Wall:nbl_Int_PlstrGyp-Blck140-PlstrGyp_TYPE A:124818 | n/a | n/a | n/a | Pset_WallCommon | n/a | n/a | n/a
IsExternal | n/a | 1900-12-31T23:59:59 | Submitted:Submitted for Approval | Component | Basic Wall:nbl_Int_PlstrGyp-Blck140-PlstrGyp_TYPE A:124818 | n/a | n/a | n/a | Pset_WallCommon | n/a | n/a | n/a
ProductionYear | n/a | 1900-12-31T23:59:59 | Submitted:Submitted for Approval | Component | Basic Wall:nbl_Int_PlstrGyp-Blck140-PlstrGyp_TYPE A:124818 | User to populate | n/a | n/a | Pset_ManufacturerTypeInformation | n/a | n/a
Base Constraint | n/a | 1900-12-31T23:59:59 | Submitted:Submitted for Approval | Component | Basic Wall:nbl_Int_PlstrGyp-Blck140-PlstrGyp_TYPE A:125433 | Level: Ground Floor | n/a | n/a | Constraints | n/a | n/a
Base Extension Distance | n/a | 1900-12-31T23:59:59 | Submitted:Submitted for Approval | Component | Basic Wall:nbl_Int_PlstrGyp-Blck140-PlstrGyp_TYPE A:125433 | -160 | n/a | n/a | Constraints | n/a | n/a | n/a
Base is Attached | n/a | 1900-12-31T23:59:59 | Submitted:Submitted for Approval | Component | Basic Wall:nbl_Int_PlstrGyp-Blck140-PlstrGyp_TYPE A:125433 | n/a | n/a | n/a | Constraints | n/a | n/a | n/a
Base Offset | n/a | 1900-12-31T23:59:59 | Submitted:Submitted for Approval | Component | Basic Wall:nbl_Int_PlstrGyp-Blck140-PlstrGyp_TYPE A:125433 | 0 | n/a | n/a | Constraints | n/a | n/a | n/a
Location Line | n/a | 1900-12-31T23:59:59 | Submitted:Submitted for Approval | Component | Basic Wall:nbl_Int_PlstrGyp-Blck140-PlstrGyp_TYPE A:125433 | Finish Face: Exterior | n/a | n/a | Constraints | n/a | n/a
Related to Mass | n/a | 1900-12-31T23:59:59 | Submitted:Submitted for Approval | Component | Basic Wall:nbl_Int_PlstrGyp-Blck140-PlstrGyp_TYPE A:125433 | n/a | n/a | n/a | Constraints | n/a | n/a | n/a
Room Bounding | n/a | 1900-12-31T23:59:59 | Submitted:Submitted for Approval | Component | Basic Wall:nbl_Int_PlstrGyp-Blck140-PlstrGyp_TYPE A:125433 | TRUE | n/a | n/a | Constraints | n/a | n/a | n/a
Top Constraint | n/a | 1900-12-31T23:59:59 | Submitted:Submitted for Approval | Component | Basic Wall:nbl_Int_PlstrGyp-Blck140-PlstrGyp_TYPE A:125433 | Level: Lower Roof - Slab Level | n/a | n/a | Constraints | n/a | n/a
Top Extension Distance | n/a | 1900-12-31T23:59:59 | Submitted:Submitted for Approval | Component | Basic Wall:nbl_Int_PlstrGyp-Blck140-PlstrGyp_TYPE A:125433 | 0 | n/a | n/a | Constraints | n/a | n/a | n/a
Top is Attached | n/a | 1900-12-31T23:59:59 | Submitted:Submitted for Approval | Component | Basic Wall:nbl_Int_PlstrGyp-Blck140-PlstrGyp_TYPE A:125433 | n/a | n/a | n/a | Constraints | n/a | n/a | n/a
Top Offset | n/a | 1900-12-31T23:59:59 | Submitted:Submitted for Approval | Component | Basic Wall:nbl_Int_PlstrGyp-Blck140-PlstrGyp_TYPE A:125433 | -300 | n/a | n/a | Constraints | n/a | n/a | n/a
Unconnected Height | n/a | 1900-12-31T23:59:59 | Submitted:Submitted for Approval | Component | Basic Wall:nbl_Int_PlstrGyp-Blck140-PlstrGyp_TYPE A:125433 | 2900 | n/a | n/a | Constraints | n/a | n/a | n/a
Area | n/a | 1900-12-31T23:59:59 | Submitted:Submitted for Approval | Component | Basic Wall:nbl_Int_PlstrGyp-Blck140-PlstrGyp_TYPE A:125433 | 2.954 | n/a | n/a | Dimensions | n/a | n/a | n/a
Length | n/a | 1900-12-31T23:59:59 | Submitted:Submitted for Approval | Component | Basic Wall:nbl_Int_PlstrGyp-Blck140-PlstrGyp_TYPE A:125433 | 1930 | n/a | n/a | Dimensions | n/a | n/a | n/a
Volume | n/a | 1900-12-31T23:59:59 | Submitted:Submitted for Approval | Component | Basic Wall:nbl_Int_PlstrGyp-Blck140-PlstrGyp_TYPE A:125433 | 0.57182 | n/a | n/a | Dimensions | n/a | n/a | n/a
FireRating | n/a | 1900-12-31T23:59:59 | Submitted:Submitted for Approval | Component | Basic Wall:nbl_Int_PlstrGyp-Blck140-PlstrGyp_TYPE A:125433 | 60 | n/a | n/a | Fire Protection | n/a | n/a
Phase Created | n/a | 1900-12-31T23:59:59 | Submitted:Submitted for Approval | Component | Basic Wall:nbl_Int_PlstrGyp-Blck140-PlstrGyp_TYPE A:125433 | New Construction | n/a | n/a | Phasing | n/a | n/a
Enable Analytical Model | n/a | 1900-12-31T23:59:59 | Submitted:Submitted for Approval | Component | Basic Wall:nbl_Int_PlstrGyp-Blck140-PlstrGyp_TYPE A:125433 | n/a | n/a | n/a | Structural | n/a | n/a | n/a
Structural | n/a | 1900-12-31T23:59:59 | Submitted:Submitted for Approval | Component | Basic Wall:nbl_Int_PlstrGyp-Blck140-PlstrGyp_TYPE A:125433 | n/a | n/a | n/a | Structural | n/a | n/a | n/a
Structural Usage | n/a | 1900-12-31T23:59:59 | Submitted:Submitted for Approval | Component | Basic Wall:nbl_Int_PlstrGyp-Blck140-PlstrGyp_TYPE A:125433 | Non-bearing | n/a | n/a | Structural | n/a | n/a
Reference | n/a | 1900-12-31T23:59:59 | Submitted:Submitted for Approval | Component | Basic Wall:nbl_Int_PlstrGyp-Blck140-PlstrGyp_TYPE A:125433 | nbl_Int_PlstrGyp-Blck140-PlstrGyp_TYPE A | n/a | n/a | Pset_WallCommon | n/a | n/a
LoadBearing | n/a | 1900-12-31T23:59:59 | Submitted:Submitted for Approval | Component | Basic Wall:nbl_Int_PlstrGyp-Blck140-PlstrGyp_TYPE A:125433 | n/a | n/a | n/a | Pset_WallCommon | n/a | n/a | n/a
ExtendToStructure | n/a | 1900-12-31T23:59:59 | Submitted:Submitted for Approval | Component | Basic Wall:nbl_Int_PlstrGyp-Blck140-PlstrGyp_TYPE A:125433 | n/a | n/a | n/a | Pset_WallCommon | n/a | n/a | n/a
IsExternal | n/a | 1900-12-31T23:59:59 | Submitted:Submitted for Approval | Component | Basic Wall:nbl_Int_PlstrGyp-Blck140-PlstrGyp_TYPE A:125433 | n/a | n/a | n/a | Pset_WallCommon | n/a | n/a | n/a
FireRating | n/a | 1900-12-31T23:59:59 | Submitted:Submitted for Approval | Component | Basic Wall:nbl_Int_PlstrGyp-Blck140-PlstrGyp_TYPE A:125433 | 60 | n/a | n/a | Pset_WallCommon | n/a | n/a
ProductionYear | n/a | 1900-12-31T23:59:59 | Submitted:Submitted for Approval | Component | Basic Wall:nbl_Int_PlstrGyp-Blck140-PlstrGyp_TYPE A:125433 | User to populate | n/a | n/a | Pset_ManufacturerTypeInformation | n/a | n/a
Base Constraint | n/a | 1900-12-31T23:59:59 | Submitted:Submitted for Approval | Component | Basic Wall:nbl_Int_PlstrGyp-Blck140-PlstrGyp_TYPE A:160227 | Level: Ground Floor | n/a | n/a | Constraints | n/a | n/a
Base Extension Distance | n/a | 1900-12-31T23:59:59 | Submitted:Submitted for Approval | Component | Basic Wall:nbl_Int_PlstrGyp-Blck140-PlstrGyp_TYPE A:160227 | -160 | n/a | n/a | Constraints | n/a | n/a | n/a
Base is Attached | n/a | 1900-12-31T23:59:59 | Submitted:Submitted for Approval | Component | Basic Wall:nbl_Int_PlstrGyp-Blck140-PlstrGyp_TYPE A:160227 | n/a | n/a | n/a | Constraints | n/a | n/a | n/a
Base Offset | n/a | 1900-12-31T23:59:59 | Submitted:Submitted for Approval | Component | Basic Wall:nbl_Int_PlstrGyp-Blck140-PlstrGyp_TYPE A:160227 | 0 | n/a | n/a | Constraints | n/a | n/a | n/a
Location Line | n/a | 1900-12-31T23:59:59 | Submitted:Submitted for Approval | Component | Basic Wall:nbl_Int_PlstrGyp-Blck140-PlstrGyp_TYPE A:160227 | Finish Face: Exterior | n/a | n/a | Constraints | n/a | n/a
Related to Mass | n/a | 1900-12-31T23:59:59 | Submitted:Submitted for Approval | Component | Basic Wall:nbl_Int_PlstrGyp-Blck140-PlstrGyp_TYPE A:160227 | n/a | n/a | n/a | Constraints | n/a | n/a | n/a
Room Bounding | n/a | 1900-12-31T23:59:59 | Submitted:Submitted for Approval | Component | Basic Wall:nbl_Int_PlstrGyp-Blck140-PlstrGyp_TYPE A:160227 | TRUE | n/a | n/a | Constraints | n/a | n/a | n/a
Top Constraint | n/a | 1900-12-31T23:59:59 | Submitted:Submitted for Approval | Component | Basic Wall:nbl_Int_PlstrGyp-Blck140-PlstrGyp_TYPE A:160227 | Level: Lower Roof - Slab Level | n/a | n/a | Constraints | n/a | n/a
Top Extension Distance | n/a | 1900-12-31T23:59:59 | Submitted:Submitted for Approval | Component | Basic Wall:nbl_Int_PlstrGyp-Blck140-PlstrGyp_TYPE A:160227 | 0 | n/a | n/a | Constraints | n/a | n/a | n/a
Top is Attached | n/a | 1900-12-31T23:59:59 | Submitted:Submitted for Approval | Component | Basic Wall:nbl_Int_PlstrGyp-Blck140-PlstrGyp_TYPE A:160227 | n/a | n/a | n/a | Constraints | n/a | n/a | n/a
Top Offset | n/a | 1900-12-31T23:59:59 | Submitted:Submitted for Approval | Component | Basic Wall:nbl_Int_PlstrGyp-Blck140-PlstrGyp_TYPE A:160227 | -300 | n/a | n/a | Constraints | n/a | n/a | n/a
Unconnected Height | n/a | 1900-12-31T23:59:59 | Submitted:Submitted for Approval | Component | Basic Wall:nbl_Int_PlstrGyp-Blck140-PlstrGyp_TYPE A:160227 | 2900 | n/a | n/a | Constraints | n/a | n/a | n/a
Area | n/a | 1900-12-31T23:59:59 | Submitted:Submitted for Approval | Component | Basic Wall:nbl_Int_PlstrGyp-Blck140-PlstrGyp_TYPE A:160227 | 1.6145 | n/a | n/a | Dimensions | n/a | n/a | n/a
Length | n/a | 1900-12-31T23:59:59 | Submitted:Submitted for Approval | Component | Basic Wall:nbl_Int_PlstrGyp-Blck140-PlstrGyp_TYPE A:160227 | 1975 | n/a | n/a | Dimensions | n/a | n/a | n/a
Volume | n/a | 1900-12-31T23:59:59 | Submitted:Submitted for Approval | Component | Basic Wall:nbl_Int_PlstrGyp-Blck140-PlstrGyp_TYPE A:160227 | 0.33171 | n/a | n/a | Dimensions | n/a | n/a | n/a
Phase Created | n/a | 1900-12-31T23:59:59 | Submitted:Submitted for Approval | Component | Basic Wall:nbl_Int_PlstrGyp-Blck140-PlstrGyp_TYPE A:160227 | New Construction | n/a | n/a | Phasing | n/a | n/a
Enable Analytical Model | n/a | 1900-12-31T23:59:59 | Submitted:Submitted for Approval | Component | Basic Wall:nbl_Int_PlstrGyp-Blck140-PlstrGyp_TYPE A:160227 | n/a | n/a | n/a | Structural | n/a | n/a | n/a
Structural | n/a | 1900-12-31T23:59:59 | Submitted:Submitted for Approval | Component | Basic Wall:nbl_Int_PlstrGyp-Blck140-PlstrGyp_TYPE A:160227 | n/a | n/a | n/a | Structural | n/a | n/a | n/a
Structural Usage | n/a | 1900-12-31T23:59:59 | Submitted:Submitted for Approval | Component | Basic Wall:nbl_Int_PlstrGyp-Blck140-PlstrGyp_TYPE A:160227 | Non-bearing | n/a | n/a | Structural | n/a | n/a
Reference | n/a | 1900-12-31T23:59:59 | Submitted:Submitted for Approval | Component | Basic Wall:nbl_Int_PlstrGyp-Blck140-PlstrGyp_TYPE A:160227 | nbl_Int_PlstrGyp-Blck140-PlstrGyp_TYPE A | n/a | n/a | Pset_WallCommon | n/a | n/a
LoadBearing | n/a | 1900-12-31T23:59:59 | Submitted:Submitted for Approval | Component | Basic Wall:nbl_Int_PlstrGyp-Blck140-PlstrGyp_TYPE A:160227 | n/a | n/a | n/a | Pset_WallCommon | n/a | n/a | n/a
ExtendToStructure | n/a | 1900-12-31T23:59:59 | Submitted:Submitted for Approval | Component | Basic Wall:nbl_Int_PlstrGyp-Blck140-PlstrGyp_TYPE A:160227 | n/a | n/a | n/a | Pset_WallCommon | n/a | n/a | n/a
IsExternal | n/a | 1900-12-31T23:59:59 | Submitted:Submitted for Approval | Component | Basic Wall:nbl_Int_PlstrGyp-Blck140-PlstrGyp_TYPE A:160227 | n/a | n/a | n/a | Pset_WallCommon | n/a | n/a | n/a
ProductionYear | n/a | 1900-12-31T23:59:59 | Submitted:Submitted for Approval | Component | Basic Wall:nbl_Int_PlstrGyp-Blck140-PlstrGyp_TYPE A:160227 | User to populate | n/a | n/a | Pset_ManufacturerTypeInformation | n/a | n/a
Base Constraint | n/a | 1900-12-31T23:59:59 | Submitted:Submitted for Approval | Component | Basic Wall:nbl_Int_PlstrGyp-Blck140-PlstrGyp_TYPE A:313229 | Level: Ground Floor | n/a | n/a | Constraints | n/a | n/a
Base Extension Distance | n/a | 1900-12-31T23:59:59 | Submitted:Submitted for Approval | Component | Basic Wall:nbl_Int_PlstrGyp-Blck140-PlstrGyp_TYPE A:313229 | -160 | n/a | n/a | Constraints | n/a | n/a | n/a
Base is Attached | n/a | 1900-12-31T23:59:59 | Submitted:Submitted for Approval | Component | Basic Wall:nbl_Int_PlstrGyp-Blck140-PlstrGyp_TYPE A:313229 | n/a | n/a | n/a | Constraints | n/a | n/a | n/a
Base Offset | n/a | 1900-12-31T23:59:59 | Submitted:Submitted for Approval | Component | Basic Wall:nbl_Int_PlstrGyp-Blck140-PlstrGyp_TYPE A:313229 | 0 | n/a | n/a | Constraints | n/a | n/a | n/a
Location Line | n/a | 1900-12-31T23:59:59 | Submitted:Submitted for Approval | Component | Basic Wall:nbl_Int_PlstrGyp-Blck140-PlstrGyp_TYPE A:313229 | Finish Face: Exterior | n/a | n/a | Constraints | n/a | n/a
Related to Mass | n/a | 1900-12-31T23:59:59 | Submitted:Submitted for Approval | Component | Basic Wall:nbl_Int_PlstrGyp-Blck140-PlstrGyp_TYPE A:313229 | n/a | n/a | n/a | Constraints | n/a | n/a | n/a
Room Bounding | n/a | 1900-12-31T23:59:59 | Submitted:Submitted for Approval | Component | Basic Wall:nbl_Int_PlstrGyp-Blck140-PlstrGyp_TYPE A:313229 | n/a | n/a | n/a | Constraints | n/a | n/a | n/a
Top Constraint | n/a | 1900-12-31T23:59:59 | Submitted:Submitted for Approval | Component | Basic Wall:nbl_Int_PlstrGyp-Blck140-PlstrGyp_TYPE A:313229 | Level: Lower Roof - Slab Level | n/a | n/a | Constraints | n/a | n/a
Top Extension Distance | n/a | 1900-12-31T23:59:59 | Submitted:Submitted for Approval | Component | Basic Wall:nbl_Int_PlstrGyp-Blck140-PlstrGyp_TYPE A:313229 | 0 | n/a | n/a | Constraints | n/a | n/a | n/a
Top is Attached | n/a | 1900-12-31T23:59:59 | Submitted:Submitted for Approval | Component | Basic Wall:nbl_Int_PlstrGyp-Blck140-PlstrGyp_TYPE A:313229 | n/a | n/a | n/a | Constraints | n/a | n/a | n/a
Top Offset | n/a | 1900-12-31T23:59:59 | Submitted:Submitted for Approval | Component | Basic Wall:nbl_Int_PlstrGyp-Blck140-PlstrGyp_TYPE A:313229 | -300 | n/a | n/a | Constraints | n/a | n/a | n/a
Unconnected Height | n/a | 1900-12-31T23:59:59 | Submitted:Submitted for Approval | Component | Basic Wall:nbl_Int_PlstrGyp-Blck140-PlstrGyp_TYPE A:313229 | 2900 | n/a | n/a | Constraints | n/a | n/a | n/a
Area | n/a | 1900-12-31T23:59:59 | Submitted:Submitted for Approval | Component | Basic Wall:nbl_Int_PlstrGyp-Blck140-PlstrGyp_TYPE A:313229 | 3.934 | n/a | n/a | Dimensions | n/a | n/a | n/a
Length | n/a | 1900-12-31T23:59:59 | Submitted:Submitted for Approval | Component | Basic Wall:nbl_Int_PlstrGyp-Blck140-PlstrGyp_TYPE A:313229 | 2410 | n/a | n/a | Dimensions | n/a | n/a | n/a
Volume | n/a | 1900-12-31T23:59:59 | Submitted:Submitted for Approval | Component | Basic Wall:nbl_Int_PlstrGyp-Blck140-PlstrGyp_TYPE A:313229 | 0.75919 | n/a | n/a | Dimensions | n/a | n/a | n/a
Phase Created | n/a | 1900-12-31T23:59:59 | Submitted:Submitted for Approval | Component | Basic Wall:nbl_Int_PlstrGyp-Blck140-PlstrGyp_TYPE A:313229 | New Construction | n/a | n/a | Phasing | n/a | n/a
Enable Analytical Model | n/a | 1900-12-31T23:59:59 | Submitted:Submitted for Approval | Component | Basic Wall:nbl_Int_PlstrGyp-Blck140-PlstrGyp_TYPE A:313229 | n/a | n/a | n/a | Structural | n/a | n/a | n/a
Structural | n/a | 1900-12-31T23:59:59 | Submitted:Submitted for Approval | Component | Basic Wall:nbl_Int_PlstrGyp-Blck140-PlstrGyp_TYPE A:313229 | n/a | n/a | n/a | Structural | n/a | n/a | n/a
Structural Usage | n/a | 1900-12-31T23:59:59 | Submitted:Submitted for Approval | Component | Basic Wall:nbl_Int_PlstrGyp-Blck140-PlstrGyp_TYPE A:313229 | Non-bearing | n/a | n/a | Structural | n/a | n/a
Reference | n/a | 1900-12-31T23:59:59 | Submitted:Submitted for Approval | Component | Basic Wall:nbl_Int_PlstrGyp-Blck140-PlstrGyp_TYPE A:313229 | nbl_Int_PlstrGyp-Blck140-PlstrGyp_TYPE A | n/a | n/a | Pset_WallCommon | n/a | n/a
LoadBearing | n/a | 1900-12-31T23:59:59 | Submitted:Submitted for Approval | Component | Basic Wall:nbl_Int_PlstrGyp-Blck140-PlstrGyp_TYPE A:313229 | n/a | n/a | n/a | Pset_WallCommon | n/a | n/a | n/a
ExtendToStructure | n/a | 1900-12-31T23:59:59 | Submitted:Submitted for Approval | Component | Basic Wall:nbl_Int_PlstrGyp-Blck140-PlstrGyp_TYPE A:313229 | n/a | n/a | n/a | Pset_WallCommon | n/a | n/a | n/a
IsExternal | n/a | 1900-12-31T23:59:59 | Submitted:Submitted for Approval | Component | Basic Wall:nbl_Int_PlstrGyp-Blck140-PlstrGyp_TYPE A:313229 | n/a | n/a | n/a | Pset_WallCommon | n/a | n/a | n/a
ProductionYear | n/a | 1900-12-31T23:59:59 | Submitted:Submitted for Approval | Component | Basic Wall:nbl_Int_PlstrGyp-Blck140-PlstrGyp_TYPE A:313229 | User to populate | n/a | n/a | Pset_ManufacturerTypeInformation | n/a | n/a
Base Constraint | n/a | 1900-12-31T23:59:59 | Submitted:Submitted for Approval | Component | Basic Wall:nbl_Int_PlstrGyp-Blck140-PlstrGyp_TYPE A:313276 | Level: Ground Floor | n/a | n/a | Constraints | n/a | n/a
Base Extension Distance | n/a | 1900-12-31T23:59:59 | Submitted:Submitted for Approval | Component | Basic Wall:nbl_Int_PlstrGyp-Blck140-PlstrGyp_TYPE A:313276 | -160 | n/a | n/a | Constraints | n/a | n/a | n/a
Base is Attached | n/a | 1900-12-31T23:59:59 | Submitted:Submitted for Approval | Component | Basic Wall:nbl_Int_PlstrGyp-Blck140-PlstrGyp_TYPE A:313276 | n/a | n/a | n/a | Constraints | n/a | n/a | n/a
Base Offset | n/a | 1900-12-31T23:59:59 | Submitted:Submitted for Approval | Component | Basic Wall:nbl_Int_PlstrGyp-Blck140-PlstrGyp_TYPE A:313276 | 0 | n/a | n/a | Constraints | n/a | n/a | n/a
Location Line | n/a | 1900-12-31T23:59:59 | Submitted:Submitted for Approval | Component | Basic Wall:nbl_Int_PlstrGyp-Blck140-PlstrGyp_TYPE A:313276 | Finish Face: Exterior | n/a | n/a | Constraints | n/a | n/a
Related to Mass | n/a | 1900-12-31T23:59:59 | Submitted:Submitted for Approval | Component | Basic Wall:nbl_Int_PlstrGyp-Blck140-PlstrGyp_TYPE A:313276 | n/a | n/a | n/a | Constraints | n/a | n/a | n/a
Room Bounding | n/a | 1900-12-31T23:59:59 | Submitted:Submitted for Approval | Component | Basic Wall:nbl_Int_PlstrGyp-Blck140-PlstrGyp_TYPE A:313276 | n/a | n/a | n/a | Constraints | n/a | n/a | n/a
Top Constraint | n/a | 1900-12-31T23:59:59 | Submitted:Submitted for Approval | Component | Basic Wall:nbl_Int_PlstrGyp-Blck140-PlstrGyp_TYPE A:313276 | Level: Lower Roof - Slab Level | n/a | n/a | Constraints | n/a | n/a
Top Extension Distance | n/a | 1900-12-31T23:59:59 | Submitted:Submitted for Approval | Component | Basic Wall:nbl_Int_PlstrGyp-Blck140-PlstrGyp_TYPE A:313276 | 0 | n/a | n/a | Constraints | n/a | n/a | n/a
Top is Attached | n/a | 1900-12-31T23:59:59 | Submitted:Submitted for Approval | Component | Basic Wall:nbl_Int_PlstrGyp-Blck140-PlstrGyp_TYPE A:313276 | n/a | n/a | n/a | Constraints | n/a | n/a | n/a
Top Offset | n/a | 1900-12-31T23:59:59 | Submitted:Submitted for Approval | Component | Basic Wall:nbl_Int_PlstrGyp-Blck140-PlstrGyp_TYPE A:313276 | -300 | n/a | n/a | Constraints | n/a | n/a | n/a
Unconnected Height | n/a | 1900-12-31T23:59:59 | Submitted:Submitted for Approval | Component | Basic Wall:nbl_Int_PlstrGyp-Blck140-PlstrGyp_TYPE A:313276 | 2900 | n/a | n/a | Constraints | n/a | n/a | n/a
Area | n/a | 1900-12-31T23:59:59 | Submitted:Submitted for Approval | Component | Basic Wall:nbl_Int_PlstrGyp-Blck140-PlstrGyp_TYPE A:313276 | 5.6595 | n/a | n/a | Dimensions | n/a | n/a | n/a
Length | n/a | 1900-12-31T23:59:59 | Submitted:Submitted for Approval | Component | Basic Wall:nbl_Int_PlstrGyp-Blck140-PlstrGyp_TYPE A:313276 | 3015 | n/a | n/a | Dimensions | n/a | n/a | n/a
Volume | n/a | 1900-12-31T23:59:59 | Submitted:Submitted for Approval | Component | Basic Wall:nbl_Int_PlstrGyp-Blck140-PlstrGyp_TYPE A:313276 | 1.0831 | n/a | n/a | Dimensions | n/a | n/a | n/a
Phase Created | n/a | 1900-12-31T23:59:59 | Submitted:Submitted for Approval | Component | Basic Wall:nbl_Int_PlstrGyp-Blck140-PlstrGyp_TYPE A:313276 | New Construction | n/a | n/a | Phasing | n/a | n/a
Enable Analytical Model | n/a | 1900-12-31T23:59:59 | Submitted:Submitted for Approval | Component | Basic Wall:nbl_Int_PlstrGyp-Blck140-PlstrGyp_TYPE A:313276 | n/a | n/a | n/a | Structural | n/a | n/a | n/a
Structural | n/a | 1900-12-31T23:59:59 | Submitted:Submitted for Approval | Component | Basic Wall:nbl_Int_PlstrGyp-Blck140-PlstrGyp_TYPE A:313276 | n/a | n/a | n/a | Structural | n/a | n/a | n/a
Structural Usage | n/a | 1900-12-31T23:59:59 | Submitted:Submitted for Approval | Component | Basic Wall:nbl_Int_PlstrGyp-Blck140-PlstrGyp_TYPE A:313276 | Non-bearing | n/a | n/a | Structural | n/a | n/a
Reference | n/a | 1900-12-31T23:59:59 | Submitted:Submitted for Approval | Component | Basic Wall:nbl_Int_PlstrGyp-Blck140-PlstrGyp_TYPE A:313276 | nbl_Int_PlstrGyp-Blck140-PlstrGyp_TYPE A | n/a | n/a | Pset_WallCommon | n/a | n/a
LoadBearing | n/a | 1900-12-31T23:59:59 | Submitted:Submitted for Approval | Component | Basic Wall:nbl_Int_PlstrGyp-Blck140-PlstrGyp_TYPE A:313276 | n/a | n/a | n/a | Pset_WallCommon | n/a | n/a | n/a
ExtendToStructure | n/a | 1900-12-31T23:59:59 | Submitted:Submitted for Approval | Component | Basic Wall:nbl_Int_PlstrGyp-Blck140-PlstrGyp_TYPE A:313276 | n/a | n/a | n/a | Pset_WallCommon | n/a | n/a | n/a
IsExternal | n/a | 1900-12-31T23:59:59 | Submitted:Submitted for Approval | Component | Basic Wall:nbl_Int_PlstrGyp-Blck140-PlstrGyp_TYPE A:313276 | n/a | n/a | n/a | Pset_WallCommon | n/a | n/a | n/a
ProductionYear | n/a | 1900-12-31T23:59:59 | Submitted:Submitted for Approval | Component | Basic Wall:nbl_Int_PlstrGyp-Blck140-PlstrGyp_TYPE A:313276 | User to populate | n/a | n/a | Pset_ManufacturerTypeInformation | n/a | n/a
Base Constraint | n/a | 1900-12-31T23:59:59 | Submitted:Submitted for Approval | Component | Basic Wall:nbl_Int_PlstrGyp-Blck140-PlstrGyp_TYPE A:321814 | Level: Ground Floor | n/a | n/a | Constraints | n/a | n/a
Base Extension Distance | n/a | 1900-12-31T23:59:59 | Submitted:Submitted for Approval | Component | Basic Wall:nbl_Int_PlstrGyp-Blck140-PlstrGyp_TYPE A:321814 | -160 | n/a | n/a | Constraints | n/a | n/a | n/a
Base is Attached | n/a | 1900-12-31T23:59:59 | Submitted:Submitted for Approval | Component | Basic Wall:nbl_Int_PlstrGyp-Blck140-PlstrGyp_TYPE A:321814 | n/a | n/a | n/a | Constraints | n/a | n/a | n/a
Base Offset | n/a | 1900-12-31T23:59:59 | Submitted:Submitted for Approval | Component | Basic Wall:nbl_Int_PlstrGyp-Blck140-PlstrGyp_TYPE A:321814 | 0 | n/a | n/a | Constraints | n/a | n/a | n/a
Location Line | n/a | 1900-12-31T23:59:59 | Submitted:Submitted for Approval | Component | Basic Wall:nbl_Int_PlstrGyp-Blck140-PlstrGyp_TYPE A:321814 | Finish Face: Exterior | n/a | n/a | Constraints | n/a | n/a
Related to Mass | n/a | 1900-12-31T23:59:59 | Submitted:Submitted for Approval | Component | Basic Wall:nbl_Int_PlstrGyp-Blck140-PlstrGyp_TYPE A:321814 | n/a | n/a | n/a | Constraints | n/a | n/a | n/a
Room Bounding | n/a | 1900-12-31T23:59:59 | Submitted:Submitted for Approval | Component | Basic Wall:nbl_Int_PlstrGyp-Blck140-PlstrGyp_TYPE A:321814 | TRUE | n/a | n/a | Constraints | n/a | n/a | n/a
Top Constraint | n/a | 1900-12-31T23:59:59 | Submitted:Submitted for Approval | Component | Basic Wall:nbl_Int_PlstrGyp-Blck140-PlstrGyp_TYPE A:321814 | Level: Lower Roof - Slab Level | n/a | n/a | Constraints | n/a | n/a
Top Extension Distance | n/a | 1900-12-31T23:59:59 | Submitted:Submitted for Approval | Component | Basic Wall:nbl_Int_PlstrGyp-Blck140-PlstrGyp_TYPE A:321814 | 0 | n/a | n/a | Constraints | n/a | n/a | n/a
Top is Attached | n/a | 1900-12-31T23:59:59 | Submitted:Submitted for Approval | Component | Basic Wall:nbl_Int_PlstrGyp-Blck140-PlstrGyp_TYPE A:321814 | n/a | n/a | n/a | Constraints | n/a | n/a | n/a
Top Offset | n/a | 1900-12-31T23:59:59 | Submitted:Submitted for Approval | Component | Basic Wall:nbl_Int_PlstrGyp-Blck140-PlstrGyp_TYPE A:321814 | -300 | n/a | n/a | Constraints | n/a | n/a | n/a
Unconnected Height | n/a | 1900-12-31T23:59:59 | Submitted:Submitted for Approval | Component | Basic Wall:nbl_Int_PlstrGyp-Blck140-PlstrGyp_TYPE A:321814 | 2900 | n/a | n/a | Constraints | n/a | n/a | n/a
Area | n/a | 1900-12-31T23:59:59 | Submitted:Submitted for Approval | Component | Basic Wall:nbl_Int_PlstrGyp-Blck140-PlstrGyp_TYPE A:321814 | 14.0505 | n/a | n/a | Dimensions | n/a | n/a | n/a
Length | n/a | 1900-12-31T23:59:59 | Submitted:Submitted for Approval | Component | Basic Wall:nbl_Int_PlstrGyp-Blck140-PlstrGyp_TYPE A:321814 | 4835 | n/a | n/a | Dimensions | n/a | n/a | n/a
Volume | n/a | 1900-12-31T23:59:59 | Submitted:Submitted for Approval | Component | Basic Wall:nbl_Int_PlstrGyp-Blck140-PlstrGyp_TYPE A:321814 | 2.6372 | n/a | n/a | Dimensions | n/a | n/a | n/a
FireRating | n/a | 1900-12-31T23:59:59 | Submitted:Submitted for Approval | Component | Basic Wall:nbl_Int_PlstrGyp-Blck140-PlstrGyp_TYPE A:321814 | 120 | n/a | n/a | Fire Protection | n/a | n/a
Phase Created | n/a | 1900-12-31T23:59:59 | Submitted:Submitted for Approval | Component | Basic Wall:nbl_Int_PlstrGyp-Blck140-PlstrGyp_TYPE A:321814 | New Construction | n/a | n/a | Phasing | n/a | n/a
Enable Analytical Model | n/a | 1900-12-31T23:59:59 | Submitted:Submitted for Approval | Component | Basic Wall:nbl_Int_PlstrGyp-Blck140-PlstrGyp_TYPE A:321814 | n/a | n/a | n/a | Structural | n/a | n/a | n/a
Structural | n/a | 1900-12-31T23:59:59 | Submitted:Submitted for Approval | Component | Basic Wall:nbl_Int_PlstrGyp-Blck140-PlstrGyp_TYPE A:321814 | n/a | n/a | n/a | Structural | n/a | n/a | n/a
Structural Usage | n/a | 1900-12-31T23:59:59 | Submitted:Submitted for Approval | Component | Basic Wall:nbl_Int_PlstrGyp-Blck140-PlstrGyp_TYPE A:321814 | Non-bearing | n/a | n/a | Structural | n/a | n/a
Reference | n/a | 1900-12-31T23:59:59 | Submitted:Submitted for Approval | Component | Basic Wall:nbl_Int_PlstrGyp-Blck140-PlstrGyp_TYPE A:321814 | nbl_Int_PlstrGyp-Blck140-PlstrGyp_TYPE A | n/a | n/a | Pset_WallCommon | n/a | n/a
LoadBearing | n/a | 1900-12-31T23:59:59 | Submitted:Submitted for Approval | Component | Basic Wall:nbl_Int_PlstrGyp-Blck140-PlstrGyp_TYPE A:321814 | n/a | n/a | n/a | Pset_WallCommon | n/a | n/a | n/a
ExtendToStructure | n/a | 1900-12-31T23:59:59 | Submitted:Submitted for Approval | Component | Basic Wall:nbl_Int_PlstrGyp-Blck140-PlstrGyp_TYPE A:321814 | n/a | n/a | n/a | Pset_WallCommon | n/a | n/a | n/a
IsExternal | n/a | 1900-12-31T23:59:59 | Submitted:Submitted for Approval | Component | Basic Wall:nbl_Int_PlstrGyp-Blck140-PlstrGyp_TYPE A:321814 | n/a | n/a | n/a | Pset_WallCommon | n/a | n/a | n/a
FireRating | n/a | 1900-12-31T23:59:59 | Submitted:Submitted for Approval | Component | Basic Wall:nbl_Int_PlstrGyp-Blck140-PlstrGyp_TYPE A:321814 | 120 | n/a | n/a | Pset_WallCommon | n/a | n/a
ProductionYear | n/a | 1900-12-31T23:59:59 | Submitted:Submitted for Approval | Component | Basic Wall:nbl_Int_PlstrGyp-Blck140-PlstrGyp_TYPE A:321814 | User to populate | n/a | n/a | Pset_ManufacturerTypeInformation | n/a | n/a
Base Constraint | n/a | 1900-12-31T23:59:59 | Submitted:Submitted for Approval | Component | Basic Wall:nbl_Int_PlstrGyp-Blck140-PlstrGyp_TYPE A:321815 | Level: Ground Floor | n/a | n/a | Constraints | n/a | n/a
Base Extension Distance | n/a | 1900-12-31T23:59:59 | Submitted:Submitted for Approval | Component | Basic Wall:nbl_Int_PlstrGyp-Blck140-PlstrGyp_TYPE A:321815 | -160 | n/a | n/a | Constraints | n/a | n/a | n/a
Base is Attached | n/a | 1900-12-31T23:59:59 | Submitted:Submitted for Approval | Component | Basic Wall:nbl_Int_PlstrGyp-Blck140-PlstrGyp_TYPE A:321815 | n/a | n/a | n/a | Constraints | n/a | n/a | n/a
Base Offset | n/a | 1900-12-31T23:59:59 | Submitted:Submitted for Approval | Component | Basic Wall:nbl_Int_PlstrGyp-Blck140-PlstrGyp_TYPE A:321815 | 0 | n/a | n/a | Constraints | n/a | n/a | n/a
Location Line | n/a | 1900-12-31T23:59:59 | Submitted:Submitted for Approval | Component | Basic Wall:nbl_Int_PlstrGyp-Blck140-PlstrGyp_TYPE A:321815 | Finish Face: Exterior | n/a | n/a | Constraints | n/a | n/a
Related to Mass | n/a | 1900-12-31T23:59:59 | Submitted:Submitted for Approval | Component | Basic Wall:nbl_Int_PlstrGyp-Blck140-PlstrGyp_TYPE A:321815 | n/a | n/a | n/a | Constraints | n/a | n/a | n/a
Room Bounding | n/a | 1900-12-31T23:59:59 | Submitted:Submitted for Approval | Component | Basic Wall:nbl_Int_PlstrGyp-Blck140-PlstrGyp_TYPE A:321815 | TRUE | n/a | n/a | Constraints | n/a | n/a | n/a
Top Constraint | n/a | 1900-12-31T23:59:59 | Submitted:Submitted for Approval | Component | Basic Wall:nbl_Int_PlstrGyp-Blck140-PlstrGyp_TYPE A:321815 | Level: Lower Roof - Slab Level | n/a | n/a | Constraints | n/a | n/a
Top Extension Distance | n/a | 1900-12-31T23:59:59 | Submitted:Submitted for Approval | Component | Basic Wall:nbl_Int_PlstrGyp-Blck140-PlstrGyp_TYPE A:321815 | 0 | n/a | n/a | Constraints | n/a | n/a | n/a
Top is Attached | n/a | 1900-12-31T23:59:59 | Submitted:Submitted for Approval | Component | Basic Wall:nbl_Int_PlstrGyp-Blck140-PlstrGyp_TYPE A:321815 | n/a | n/a | n/a | Constraints | n/a | n/a | n/a
Top Offset | n/a | 1900-12-31T23:59:59 | Submitted:Submitted for Approval | Component | Basic Wall:nbl_Int_PlstrGyp-Blck140-PlstrGyp_TYPE A:321815 | -300 | n/a | n/a | Constraints | n/a | n/a | n/a
Unconnected Height | n/a | 1900-12-31T23:59:59 | Submitted:Submitted for Approval | Component | Basic Wall:nbl_Int_PlstrGyp-Blck140-PlstrGyp_TYPE A:321815 | 2900 | n/a | n/a | Constraints | n/a | n/a | n/a
Area | n/a | 1900-12-31T23:59:59 | Submitted:Submitted for Approval | Component | Basic Wall:nbl_Int_PlstrGyp-Blck140-PlstrGyp_TYPE A:321815 | 14.413 | n/a | n/a | Dimensions | n/a | n/a | n/a
Length | n/a | 1900-12-31T23:59:59 | Submitted:Submitted for Approval | Component | Basic Wall:nbl_Int_PlstrGyp-Blck140-PlstrGyp_TYPE A:321815 | 5140 | n/a | n/a | Dimensions | n/a | n/a | n/a
Volume | n/a | 1900-12-31T23:59:59 | Submitted:Submitted for Approval | Component | Basic Wall:nbl_Int_PlstrGyp-Blck140-PlstrGyp_TYPE A:321815 | 2.7066 | n/a | n/a | Dimensions | n/a | n/a | n/a
FireRating | n/a | 1900-12-31T23:59:59 | Submitted:Submitted for Approval | Component | Basic Wall:nbl_Int_PlstrGyp-Blck140-PlstrGyp_TYPE A:321815 | 120 | n/a | n/a | Fire Protection | n/a | n/a
Phase Created | n/a | 1900-12-31T23:59:59 | Submitted:Submitted for Approval | Component | Basic Wall:nbl_Int_PlstrGyp-Blck140-PlstrGyp_TYPE A:321815 | New Construction | n/a | n/a | Phasing | n/a | n/a
Enable Analytical Model | n/a | 1900-12-31T23:59:59 | Submitted:Submitted for Approval | Component | Basic Wall:nbl_Int_PlstrGyp-Blck140-PlstrGyp_TYPE A:321815 | n/a | n/a | n/a | Structural | n/a | n/a | n/a
Structural | n/a | 1900-12-31T23:59:59 | Submitted:Submitted for Approval | Component | Basic Wall:nbl_Int_PlstrGyp-Blck140-PlstrGyp_TYPE A:321815 | n/a | n/a | n/a | Structural | n/a | n/a | n/a
Structural Usage | n/a | 1900-12-31T23:59:59 | Submitted:Submitted for Approval | Component | Basic Wall:nbl_Int_PlstrGyp-Blck140-PlstrGyp_TYPE A:321815 | Non-bearing | n/a | n/a | Structural | n/a | n/a
Reference | n/a | 1900-12-31T23:59:59 | Submitted:Submitted for Approval | Component | Basic Wall:nbl_Int_PlstrGyp-Blck140-PlstrGyp_TYPE A:321815 | nbl_Int_PlstrGyp-Blck140-PlstrGyp_TYPE A | n/a | n/a | Pset_WallCommon | n/a | n/a
LoadBearing | n/a | 1900-12-31T23:59:59 | Submitted:Submitted for Approval | Component | Basic Wall:nbl_Int_PlstrGyp-Blck140-PlstrGyp_TYPE A:321815 | n/a | n/a | n/a | Pset_WallCommon | n/a | n/a | n/a
ExtendToStructure | n/a | 1900-12-31T23:59:59 | Submitted:Submitted for Approval | Component | Basic Wall:nbl_Int_PlstrGyp-Blck140-PlstrGyp_TYPE A:321815 | n/a | n/a | n/a | Pset_WallCommon | n/a | n/a | n/a
IsExternal | n/a | 1900-12-31T23:59:59 | Submitted:Submitted for Approval | Component | Basic Wall:nbl_Int_PlstrGyp-Blck140-PlstrGyp_TYPE A:321815 | n/a | n/a | n/a | Pset_WallCommon | n/a | n/a | n/a
FireRating | n/a | 1900-12-31T23:59:59 | Submitted:Submitted for Approval | Component | Basic Wall:nbl_Int_PlstrGyp-Blck140-PlstrGyp_TYPE A:321815 | 120 | n/a | n/a | Pset_WallCommon | n/a | n/a
ProductionYear | n/a | 1900-12-31T23:59:59 | Submitted:Submitted for Approval | Component | Basic Wall:nbl_Int_PlstrGyp-Blck140-PlstrGyp_TYPE A:321815 | User to populate | n/a | n/a | Pset_ManufacturerTypeInformation | n/a | n/a
Base Constraint | n/a | 1900-12-31T23:59:59 | Submitted:Submitted for Approval | Component | Basic Wall:nbl_Int_PlstrGyp-Blck140-PlstrGyp_TYPE A:439858 | Level: Ground Floor | n/a | n/a | Constraints | n/a | n/a
Base Extension Distance | n/a | 1900-12-31T23:59:59 | Submitted:Submitted for Approval | Component | Basic Wall:nbl_Int_PlstrGyp-Blck140-PlstrGyp_TYPE A:439858 | -160 | n/a | n/a | Constraints | n/a | n/a | n/a
Base is Attached | n/a | 1900-12-31T23:59:59 | Submitted:Submitted for Approval | Component | Basic Wall:nbl_Int_PlstrGyp-Blck140-PlstrGyp_TYPE A:439858 | n/a | n/a | n/a | Constraints | n/a | n/a | n/a
Base Offset | n/a | 1900-12-31T23:59:59 | Submitted:Submitted for Approval | Component | Basic Wall:nbl_Int_PlstrGyp-Blck140-PlstrGyp_TYPE A:439858 | 0 | n/a | n/a | Constraints | n/a | n/a | n/a
Location Line | n/a | 1900-12-31T23:59:59 | Submitted:Submitted for Approval | Component | Basic Wall:nbl_Int_PlstrGyp-Blck140-PlstrGyp_TYPE A:439858 | Finish Face: Exterior | n/a | n/a | Constraints | n/a | n/a
Related to Mass | n/a | 1900-12-31T23:59:59 | Submitted:Submitted for Approval | Component | Basic Wall:nbl_Int_PlstrGyp-Blck140-PlstrGyp_TYPE A:439858 | n/a | n/a | n/a | Constraints | n/a | n/a | n/a
Room Bounding | n/a | 1900-12-31T23:59:59 | Submitted:Submitted for Approval | Component | Basic Wall:nbl_Int_PlstrGyp-Blck140-PlstrGyp_TYPE A:439858 | TRUE | n/a | n/a | Constraints | n/a | n/a | n/a
Top Constraint | n/a | 1900-12-31T23:59:59 | Submitted:Submitted for Approval | Component | Basic Wall:nbl_Int_PlstrGyp-Blck140-PlstrGyp_TYPE A:439858 | Level: Lower Roof - Slab Level | n/a | n/a | Constraints | n/a | n/a
Top Extension Distance | n/a | 1900-12-31T23:59:59 | Submitted:Submitted for Approval | Component | Basic Wall:nbl_Int_PlstrGyp-Blck140-PlstrGyp_TYPE A:439858 | 0 | n/a | n/a | Constraints | n/a | n/a | n/a
Top is Attached | n/a | 1900-12-31T23:59:59 | Submitted:Submitted for Approval | Component | Basic Wall:nbl_Int_PlstrGyp-Blck140-PlstrGyp_TYPE A:439858 | n/a | n/a | n/a | Constraints | n/a | n/a | n/a
Top Offset | n/a | 1900-12-31T23:59:59 | Submitted:Submitted for Approval | Component | Basic Wall:nbl_Int_PlstrGyp-Blck140-PlstrGyp_TYPE A:439858 | -300 | n/a | n/a | Constraints | n/a | n/a | n/a
Unconnected Height | n/a | 1900-12-31T23:59:59 | Submitted:Submitted for Approval | Component | Basic Wall:nbl_Int_PlstrGyp-Blck140-PlstrGyp_TYPE A:439858 | 2900 | n/a | n/a | Constraints | n/a | n/a | n/a
Area | n/a | 1900-12-31T23:59:59 | Submitted:Submitted for Approval | Component | Basic Wall:nbl_Int_PlstrGyp-Blck140-PlstrGyp_TYPE A:439858 | 4.7995 | n/a | n/a | Dimensions | n/a | n/a | n/a
Length | n/a | 1900-12-31T23:59:59 | Submitted:Submitted for Approval | Component | Basic Wall:nbl_Int_PlstrGyp-Blck140-PlstrGyp_TYPE A:439858 | 1932.5 | n/a | n/a | Dimensions | n/a | n/a | n/a
Volume | n/a | 1900-12-31T23:59:59 | Submitted:Submitted for Approval | Component | Basic Wall:nbl_Int_PlstrGyp-Blck140-PlstrGyp_TYPE A:439858 | 0.90143 | n/a | n/a | Dimensions | n/a | n/a | n/a
FireRating | n/a | 1900-12-31T23:59:59 | Submitted:Submitted for Approval | Component | Basic Wall:nbl_Int_PlstrGyp-Blck140-PlstrGyp_TYPE A:439858 | 120 | n/a | n/a | Fire Protection | n/a | n/a
Phase Created | n/a | 1900-12-31T23:59:59 | Submitted:Submitted for Approval | Component | Basic Wall:nbl_Int_PlstrGyp-Blck140-PlstrGyp_TYPE A:439858 | New Construction | n/a | n/a | Phasing | n/a | n/a
Enable Analytical Model | n/a | 1900-12-31T23:59:59 | Submitted:Submitted for Approval | Component | Basic Wall:nbl_Int_PlstrGyp-Blck140-PlstrGyp_TYPE A:439858 | n/a | n/a | n/a | Structural | n/a | n/a | n/a
Structural | n/a | 1900-12-31T23:59:59 | Submitted:Submitted for Approval | Component | Basic Wall:nbl_Int_PlstrGyp-Blck140-PlstrGyp_TYPE A:439858 | n/a | n/a | n/a | Structural | n/a | n/a | n/a
Structural Usage | n/a | 1900-12-31T23:59:59 | Submitted:Submitted for Approval | Component | Basic Wall:nbl_Int_PlstrGyp-Blck140-PlstrGyp_TYPE A:439858 | Non-bearing | n/a | n/a | Structural | n/a | n/a
Reference | n/a | 1900-12-31T23:59:59 | Submitted:Submitted for Approval | Component | Basic Wall:nbl_Int_PlstrGyp-Blck140-PlstrGyp_TYPE A:439858 | nbl_Int_PlstrGyp-Blck140-PlstrGyp_TYPE A | n/a | n/a | Pset_WallCommon | n/a | n/a
LoadBearing | n/a | 1900-12-31T23:59:59 | Submitted:Submitted for Approval | Component | Basic Wall:nbl_Int_PlstrGyp-Blck140-PlstrGyp_TYPE A:439858 | n/a | n/a | n/a | Pset_WallCommon | n/a | n/a | n/a
ExtendToStructure | n/a | 1900-12-31T23:59:59 | Submitted:Submitted for Approval | Component | Basic Wall:nbl_Int_PlstrGyp-Blck140-PlstrGyp_TYPE A:439858 | n/a | n/a | n/a | Pset_WallCommon | n/a | n/a | n/a
IsExternal | n/a | 1900-12-31T23:59:59 | Submitted:Submitted for Approval | Component | Basic Wall:nbl_Int_PlstrGyp-Blck140-PlstrGyp_TYPE A:439858 | n/a | n/a | n/a | Pset_WallCommon | n/a | n/a | n/a
FireRating | n/a | 1900-12-31T23:59:59 | Submitted:Submitted for Approval | Component | Basic Wall:nbl_Int_PlstrGyp-Blck140-PlstrGyp_TYPE A:439858 | 120 | n/a | n/a | Pset_WallCommon | n/a | n/a
ProductionYear | n/a | 1900-12-31T23:59:59 | Submitted:Submitted for Approval | Component | Basic Wall:nbl_Int_PlstrGyp-Blck140-PlstrGyp_TYPE A:439858 | User to populate | n/a | n/a | Pset_ManufacturerTypeInformation | n/a | n/a
Base Constraint | n/a | 1900-12-31T23:59:59 | Submitted:Submitted for Approval | Component | Basic Wall:nbl_Int_PlstrGyp-Blck140-PlstrGyp_TYPE A:440790 | Level: Ground Floor | n/a | n/a | Constraints | n/a | n/a
Base Extension Distance | n/a | 1900-12-31T23:59:59 | Submitted:Submitted for Approval | Component | Basic Wall:nbl_Int_PlstrGyp-Blck140-PlstrGyp_TYPE A:440790 | -160 | n/a | n/a | Constraints | n/a | n/a | n/a
Base is Attached | n/a | 1900-12-31T23:59:59 | Submitted:Submitted for Approval | Component | Basic Wall:nbl_Int_PlstrGyp-Blck140-PlstrGyp_TYPE A:440790 | n/a | n/a | n/a | Constraints | n/a | n/a | n/a
Base Offset | n/a | 1900-12-31T23:59:59 | Submitted:Submitted for Approval | Component | Basic Wall:nbl_Int_PlstrGyp-Blck140-PlstrGyp_TYPE A:440790 | 0 | n/a | n/a | Constraints | n/a | n/a | n/a
Location Line | n/a | 1900-12-31T23:59:59 | Submitted:Submitted for Approval | Component | Basic Wall:nbl_Int_PlstrGyp-Blck140-PlstrGyp_TYPE A:440790 | Finish Face: Exterior | n/a | n/a | Constraints | n/a | n/a
Related to Mass | n/a | 1900-12-31T23:59:59 | Submitted:Submitted for Approval | Component | Basic Wall:nbl_Int_PlstrGyp-Blck140-PlstrGyp_TYPE A:440790 | n/a | n/a | n/a | Constraints | n/a | n/a | n/a
Room Bounding | n/a | 1900-12-31T23:59:59 | Submitted:Submitted for Approval | Component | Basic Wall:nbl_Int_PlstrGyp-Blck140-PlstrGyp_TYPE A:440790 | TRUE | n/a | n/a | Constraints | n/a | n/a | n/a
Top Constraint | n/a | 1900-12-31T23:59:59 | Submitted:Submitted for Approval | Component | Basic Wall:nbl_Int_PlstrGyp-Blck140-PlstrGyp_TYPE A:440790 | Level: Lower Roof - Slab Level | n/a | n/a | Constraints | n/a | n/a
Top Extension Distance | n/a | 1900-12-31T23:59:59 | Submitted:Submitted for Approval | Component | Basic Wall:nbl_Int_PlstrGyp-Blck140-PlstrGyp_TYPE A:440790 | 0 | n/a | n/a | Constraints | n/a | n/a | n/a
Top is Attached | n/a | 1900-12-31T23:59:59 | Submitted:Submitted for Approval | Component | Basic Wall:nbl_Int_PlstrGyp-Blck140-PlstrGyp_TYPE A:440790 | n/a | n/a | n/a | Constraints | n/a | n/a | n/a
Top Offset | n/a | 1900-12-31T23:59:59 | Submitted:Submitted for Approval | Component | Basic Wall:nbl_Int_PlstrGyp-Blck140-PlstrGyp_TYPE A:440790 | -300 | n/a | n/a | Constraints | n/a | n/a | n/a
Unconnected Height | n/a | 1900-12-31T23:59:59 | Submitted:Submitted for Approval | Component | Basic Wall:nbl_Int_PlstrGyp-Blck140-PlstrGyp_TYPE A:440790 | 2900 | n/a | n/a | Constraints | n/a | n/a | n/a
Area | n/a | 1900-12-31T23:59:59 | Submitted:Submitted for Approval | Component | Basic Wall:nbl_Int_PlstrGyp-Blck140-PlstrGyp_TYPE A:440790 | 3.596 | n/a | n/a | Dimensions | n/a | n/a | n/a
Length | n/a | 1900-12-31T23:59:59 | Submitted:Submitted for Approval | Component | Basic Wall:nbl_Int_PlstrGyp-Blck140-PlstrGyp_TYPE A:440790 | 1240 | n/a | n/a | Dimensions | n/a | n/a | n/a
Volume | n/a | 1900-12-31T23:59:59 | Submitted:Submitted for Approval | Component | Basic Wall:nbl_Int_PlstrGyp-Blck140-PlstrGyp_TYPE A:440790 | 0.67506 | n/a | n/a | Dimensions | n/a | n/a | n/a
FireRating | n/a | 1900-12-31T23:59:59 | Submitted:Submitted for Approval | Component | Basic Wall:nbl_Int_PlstrGyp-Blck140-PlstrGyp_TYPE A:440790 | 120 | n/a | n/a | Fire Protection | n/a | n/a
Phase Created | n/a | 1900-12-31T23:59:59 | Submitted:Submitted for Approval | Component | Basic Wall:nbl_Int_PlstrGyp-Blck140-PlstrGyp_TYPE A:440790 | New Construction | n/a | n/a | Phasing | n/a | n/a
Enable Analytical Model | n/a | 1900-12-31T23:59:59 | Submitted:Submitted for Approval | Component | Basic Wall:nbl_Int_PlstrGyp-Blck140-PlstrGyp_TYPE A:440790 | n/a | n/a | n/a | Structural | n/a | n/a | n/a
Structural | n/a | 1900-12-31T23:59:59 | Submitted:Submitted for Approval | Component | Basic Wall:nbl_Int_PlstrGyp-Blck140-PlstrGyp_TYPE A:440790 | n/a | n/a | n/a | Structural | n/a | n/a | n/a
Structural Usage | n/a | 1900-12-31T23:59:59 | Submitted:Submitted for Approval | Component | Basic Wall:nbl_Int_PlstrGyp-Blck140-PlstrGyp_TYPE A:440790 | Non-bearing | n/a | n/a | Structural | n/a | n/a
Reference | n/a | 1900-12-31T23:59:59 | Submitted:Submitted for Approval | Component | Basic Wall:nbl_Int_PlstrGyp-Blck140-PlstrGyp_TYPE A:440790 | nbl_Int_PlstrGyp-Blck140-PlstrGyp_TYPE A | n/a | n/a | Pset_WallCommon | n/a | n/a
LoadBearing | n/a | 1900-12-31T23:59:59 | Submitted:Submitted for Approval | Component | Basic Wall:nbl_Int_PlstrGyp-Blck140-PlstrGyp_TYPE A:440790 | n/a | n/a | n/a | Pset_WallCommon | n/a | n/a | n/a
ExtendToStructure | n/a | 1900-12-31T23:59:59 | Submitted:Submitted for Approval | Component | Basic Wall:nbl_Int_PlstrGyp-Blck140-PlstrGyp_TYPE A:440790 | n/a | n/a | n/a | Pset_WallCommon | n/a | n/a | n/a
IsExternal | n/a | 1900-12-31T23:59:59 | Submitted:Submitted for Approval | Component | Basic Wall:nbl_Int_PlstrGyp-Blck140-PlstrGyp_TYPE A:440790 | n/a | n/a | n/a | Pset_WallCommon | n/a | n/a | n/a
FireRating | n/a | 1900-12-31T23:59:59 | Submitted:Submitted for Approval | Component | Basic Wall:nbl_Int_PlstrGyp-Blck140-PlstrGyp_TYPE A:440790 | 120 | n/a | n/a | Pset_WallCommon | n/a | n/a
ProductionYear | n/a | 1900-12-31T23:59:59 | Submitted:Submitted for Approval | Component | Basic Wall:nbl_Int_PlstrGyp-Blck140-PlstrGyp_TYPE A:440790 | User to populate | n/a | n/a | Pset_ManufacturerTypeInformation | n/a | n/a
Base Constraint | n/a | 1900-12-31T23:59:59 | Submitted:Submitted for Approval | Component | Basic Wall:nbl_Int_PlstrGyp-Blck140-PlstrGyp_TYPE A:441040 | Level: Ground Floor | n/a | n/a | Constraints | n/a | n/a
Base Extension Distance | n/a | 1900-12-31T23:59:59 | Submitted:Submitted for Approval | Component | Basic Wall:nbl_Int_PlstrGyp-Blck140-PlstrGyp_TYPE A:441040 | -160 | n/a | n/a | Constraints | n/a | n/a | n/a
Base is Attached | n/a | 1900-12-31T23:59:59 | Submitted:Submitted for Approval | Component | Basic Wall:nbl_Int_PlstrGyp-Blck140-PlstrGyp_TYPE A:441040 | n/a | n/a | n/a | Constraints | n/a | n/a | n/a
Base Offset | n/a | 1900-12-31T23:59:59 | Submitted:Submitted for Approval | Component | Basic Wall:nbl_Int_PlstrGyp-Blck140-PlstrGyp_TYPE A:441040 | 0 | n/a | n/a | Constraints | n/a | n/a | n/a
Location Line | n/a | 1900-12-31T23:59:59 | Submitted:Submitted for Approval | Component | Basic Wall:nbl_Int_PlstrGyp-Blck140-PlstrGyp_TYPE A:441040 | Finish Face: Exterior | n/a | n/a | Constraints | n/a | n/a
Related to Mass | n/a | 1900-12-31T23:59:59 | Submitted:Submitted for Approval | Component | Basic Wall:nbl_Int_PlstrGyp-Blck140-PlstrGyp_TYPE A:441040 | n/a | n/a | n/a | Constraints | n/a | n/a | n/a
Room Bounding | n/a | 1900-12-31T23:59:59 | Submitted:Submitted for Approval | Component | Basic Wall:nbl_Int_PlstrGyp-Blck140-PlstrGyp_TYPE A:441040 | TRUE | n/a | n/a | Constraints | n/a | n/a | n/a
Top Constraint | n/a | 1900-12-31T23:59:59 | Submitted:Submitted for Approval | Component | Basic Wall:nbl_Int_PlstrGyp-Blck140-PlstrGyp_TYPE A:441040 | Level: Lower Roof - Slab Level | n/a | n/a | Constraints | n/a | n/a
Top Extension Distance | n/a | 1900-12-31T23:59:59 | Submitted:Submitted for Approval | Component | Basic Wall:nbl_Int_PlstrGyp-Blck140-PlstrGyp_TYPE A:441040 | 417.5 | n/a | n/a | Constraints | n/a | n/a | n/a
Top is Attached | n/a | 1900-12-31T23:59:59 | Submitted:Submitted for Approval | Component | Basic Wall:nbl_Int_PlstrGyp-Blck140-PlstrGyp_TYPE A:441040 | n/a | n/a | n/a | Constraints | n/a | n/a | n/a
Top Offset | n/a | 1900-12-31T23:59:59 | Submitted:Submitted for Approval | Component | Basic Wall:nbl_Int_PlstrGyp-Blck140-PlstrGyp_TYPE A:441040 | -300 | n/a | n/a | Constraints | n/a | n/a | n/a
Unconnected Height | n/a | 1900-12-31T23:59:59 | Submitted:Submitted for Approval | Component | Basic Wall:nbl_Int_PlstrGyp-Blck140-PlstrGyp_TYPE A:441040 | 2900 | n/a | n/a | Constraints | n/a | n/a | n/a
Area | n/a | 1900-12-31T23:59:59 | Submitted:Submitted for Approval | Component | Basic Wall:nbl_Int_PlstrGyp-Blck140-PlstrGyp_TYPE A:441040 | 25.4076 | n/a | n/a | Dimensions | n/a | n/a | n/a
Length | n/a | 1900-12-31T23:59:59 | Submitted:Submitted for Approval | Component | Basic Wall:nbl_Int_PlstrGyp-Blck140-PlstrGyp_TYPE A:441040 | 9142.5 | n/a | n/a | Dimensions | n/a | n/a | n/a
Volume | n/a | 1900-12-31T23:59:59 | Submitted:Submitted for Approval | Component | Basic Wall:nbl_Int_PlstrGyp-Blck140-PlstrGyp_TYPE A:441040 | 4.1802 | n/a | n/a | Dimensions | n/a | n/a | n/a
FireRating | n/a | 1900-12-31T23:59:59 | Submitted:Submitted for Approval | Component | Basic Wall:nbl_Int_PlstrGyp-Blck140-PlstrGyp_TYPE A:441040 | 60 | n/a | n/a | Fire Protection | n/a | n/a
Phase Created | n/a | 1900-12-31T23:59:59 | Submitted:Submitted for Approval | Component | Basic Wall:nbl_Int_PlstrGyp-Blck140-PlstrGyp_TYPE A:441040 | New Construction | n/a | n/a | Phasing | n/a | n/a
Enable Analytical Model | n/a | 1900-12-31T23:59:59 | Submitted:Submitted for Approval | Component | Basic Wall:nbl_Int_PlstrGyp-Blck140-PlstrGyp_TYPE A:441040 | n/a | n/a | n/a | Structural | n/a | n/a | n/a
Structural | n/a | 1900-12-31T23:59:59 | Submitted:Submitted for Approval | Component | Basic Wall:nbl_Int_PlstrGyp-Blck140-PlstrGyp_TYPE A:441040 | n/a | n/a | n/a | Structural | n/a | n/a | n/a
Structural Usage | n/a | 1900-12-31T23:59:59 | Submitted:Submitted for Approval | Component | Basic Wall:nbl_Int_PlstrGyp-Blck140-PlstrGyp_TYPE A:441040 | Non-bearing | n/a | n/a | Structural | n/a | n/a
Reference | n/a | 1900-12-31T23:59:59 | Submitted:Submitted for Approval | Component | Basic Wall:nbl_Int_PlstrGyp-Blck140-PlstrGyp_TYPE A:441040 | nbl_Int_PlstrGyp-Blck140-PlstrGyp_TYPE A | n/a | n/a | Pset_WallCommon | n/a | n/a
LoadBearing | n/a | 1900-12-31T23:59:59 | Submitted:Submitted for Approval | Component | Basic Wall:nbl_Int_PlstrGyp-Blck140-PlstrGyp_TYPE A:441040 | n/a | n/a | n/a | Pset_WallCommon | n/a | n/a | n/a
ExtendToStructure | n/a | 1900-12-31T23:59:59 | Submitted:Submitted for Approval | Component | Basic Wall:nbl_Int_PlstrGyp-Blck140-PlstrGyp_TYPE A:441040 | n/a | n/a | n/a | Pset_WallCommon | n/a | n/a | n/a
IsExternal | n/a | 1900-12-31T23:59:59 | Submitted:Submitted for Approval | Component | Basic Wall:nbl_Int_PlstrGyp-Blck140-PlstrGyp_TYPE A:441040 | n/a | n/a | n/a | Pset_WallCommon | n/a | n/a | n/a
FireRating | n/a | 1900-12-31T23:59:59 | Submitted:Submitted for Approval | Component | Basic Wall:nbl_Int_PlstrGyp-Blck140-PlstrGyp_TYPE A:441040 | 60 | n/a | n/a | Pset_WallCommon | n/a | n/a
ProductionYear | n/a | 1900-12-31T23:59:59 | Submitted:Submitted for Approval | Component | Basic Wall:nbl_Int_PlstrGyp-Blck140-PlstrGyp_TYPE A:441040 | User to populate | n/a | n/a | Pset_ManufacturerTypeInformation | n/a | n/a
Base Constraint | n/a | 1900-12-31T23:59:59 | Submitted:Submitted for Approval | Component | Basic Wall:nbl_Int_PlstrGyp-Blck140-PlstrGyp_TYPE A:488710 | Level: Ground Floor | n/a | n/a | Constraints | n/a | n/a
Base Extension Distance | n/a | 1900-12-31T23:59:59 | Submitted:Submitted for Approval | Component | Basic Wall:nbl_Int_PlstrGyp-Blck140-PlstrGyp_TYPE A:488710 | -160 | n/a | n/a | Constraints | n/a | n/a | n/a
Base is Attached | n/a | 1900-12-31T23:59:59 | Submitted:Submitted for Approval | Component | Basic Wall:nbl_Int_PlstrGyp-Blck140-PlstrGyp_TYPE A:488710 | n/a | n/a | n/a | Constraints | n/a | n/a | n/a
Base Offset | n/a | 1900-12-31T23:59:59 | Submitted:Submitted for Approval | Component | Basic Wall:nbl_Int_PlstrGyp-Blck140-PlstrGyp_TYPE A:488710 | 0 | n/a | n/a | Constraints | n/a | n/a | n/a
Location Line | n/a | 1900-12-31T23:59:59 | Submitted:Submitted for Approval | Component | Basic Wall:nbl_Int_PlstrGyp-Blck140-PlstrGyp_TYPE A:488710 | Finish Face: Exterior | n/a | n/a | Constraints | n/a | n/a
Related to Mass | n/a | 1900-12-31T23:59:59 | Submitted:Submitted for Approval | Component | Basic Wall:nbl_Int_PlstrGyp-Blck140-PlstrGyp_TYPE A:488710 | n/a | n/a | n/a | Constraints | n/a | n/a | n/a
Room Bounding | n/a | 1900-12-31T23:59:59 | Submitted:Submitted for Approval | Component | Basic Wall:nbl_Int_PlstrGyp-Blck140-PlstrGyp_TYPE A:488710 | TRUE | n/a | n/a | Constraints | n/a | n/a | n/a
Top Constraint | n/a | 1900-12-31T23:59:59 | Submitted:Submitted for Approval | Component | Basic Wall:nbl_Int_PlstrGyp-Blck140-PlstrGyp_TYPE A:488710 | Level: Lower Roof - Slab Level | n/a | n/a | Constraints | n/a | n/a
Top Extension Distance | n/a | 1900-12-31T23:59:59 | Submitted:Submitted for Approval | Component | Basic Wall:nbl_Int_PlstrGyp-Blck140-PlstrGyp_TYPE A:488710 | 0 | n/a | n/a | Constraints | n/a | n/a | n/a
Top is Attached | n/a | 1900-12-31T23:59:59 | Submitted:Submitted for Approval | Component | Basic Wall:nbl_Int_PlstrGyp-Blck140-PlstrGyp_TYPE A:488710 | n/a | n/a | n/a | Constraints | n/a | n/a | n/a
Top Offset | n/a | 1900-12-31T23:59:59 | Submitted:Submitted for Approval | Component | Basic Wall:nbl_Int_PlstrGyp-Blck140-PlstrGyp_TYPE A:488710 | -300 | n/a | n/a | Constraints | n/a | n/a | n/a
Unconnected Height | n/a | 1900-12-31T23:59:59 | Submitted:Submitted for Approval | Component | Basic Wall:nbl_Int_PlstrGyp-Blck140-PlstrGyp_TYPE A:488710 | 2900 | n/a | n/a | Constraints | n/a | n/a | n/a
Area | n/a | 1900-12-31T23:59:59 | Submitted:Submitted for Approval | Component | Basic Wall:nbl_Int_PlstrGyp-Blck140-PlstrGyp_TYPE A:488710 | 8.352 | n/a | n/a | Dimensions | n/a | n/a | n/a
Length | n/a | 1900-12-31T23:59:59 | Submitted:Submitted for Approval | Component | Basic Wall:nbl_Int_PlstrGyp-Blck140-PlstrGyp_TYPE A:488710 | 3060 | n/a | n/a | Dimensions | n/a | n/a | n/a
Volume | n/a | 1900-12-31T23:59:59 | Submitted:Submitted for Approval | Component | Basic Wall:nbl_Int_PlstrGyp-Blck140-PlstrGyp_TYPE A:488710 | 1.5688 | n/a | n/a | Dimensions | n/a | n/a | n/a
FireRating | n/a | 1900-12-31T23:59:59 | Submitted:Submitted for Approval | Component | Basic Wall:nbl_Int_PlstrGyp-Blck140-PlstrGyp_TYPE A:488710 | 60 | n/a | n/a | Fire Protection | n/a | n/a
Phase Created | n/a | 1900-12-31T23:59:59 | Submitted:Submitted for Approval | Component | Basic Wall:nbl_Int_PlstrGyp-Blck140-PlstrGyp_TYPE A:488710 | New Construction | n/a | n/a | Phasing | n/a | n/a
Enable Analytical Model | n/a | 1900-12-31T23:59:59 | Submitted:Submitted for Approval | Component | Basic Wall:nbl_Int_PlstrGyp-Blck140-PlstrGyp_TYPE A:488710 | n/a | n/a | n/a | Structural | n/a | n/a | n/a
Structural | n/a | 1900-12-31T23:59:59 | Submitted:Submitted for Approval | Component | Basic Wall:nbl_Int_PlstrGyp-Blck140-PlstrGyp_TYPE A:488710 | n/a | n/a | n/a | Structural | n/a | n/a | n/a
Structural Usage | n/a | 1900-12-31T23:59:59 | Submitted:Submitted for Approval | Component | Basic Wall:nbl_Int_PlstrGyp-Blck140-PlstrGyp_TYPE A:488710 | Non-bearing | n/a | n/a | Structural | n/a | n/a
Reference | n/a | 1900-12-31T23:59:59 | Submitted:Submitted for Approval | Component | Basic Wall:nbl_Int_PlstrGyp-Blck140-PlstrGyp_TYPE A:488710 | nbl_Int_PlstrGyp-Blck140-PlstrGyp_TYPE A | n/a | n/a | Pset_WallCommon | n/a | n/a
LoadBearing | n/a | 1900-12-31T23:59:59 | Submitted:Submitted for Approval | Component | Basic Wall:nbl_Int_PlstrGyp-Blck140-PlstrGyp_TYPE A:488710 | n/a | n/a | n/a | Pset_WallCommon | n/a | n/a | n/a
ExtendToStructure | n/a | 1900-12-31T23:59:59 | Submitted:Submitted for Approval | Component | Basic Wall:nbl_Int_PlstrGyp-Blck140-PlstrGyp_TYPE A:488710 | n/a | n/a | n/a | Pset_WallCommon | n/a | n/a | n/a
IsExternal | n/a | 1900-12-31T23:59:59 | Submitted:Submitted for Approval | Component | Basic Wall:nbl_Int_PlstrGyp-Blck140-PlstrGyp_TYPE A:488710 | n/a | n/a | n/a | Pset_WallCommon | n/a | n/a | n/a
FireRating | n/a | 1900-12-31T23:59:59 | Submitted:Submitted for Approval | Component | Basic Wall:nbl_Int_PlstrGyp-Blck140-PlstrGyp_TYPE A:488710 | 60 | n/a | n/a | Pset_WallCommon | n/a | n/a
ProductionYear | n/a | 1900-12-31T23:59:59 | Submitted:Submitted for Approval | Component | Basic Wall:nbl_Int_PlstrGyp-Blck140-PlstrGyp_TYPE A:488710 | User to populate | n/a | n/a | Pset_ManufacturerTypeInformation | n/a | n/a
Base Constraint | n/a | 1900-12-31T23:59:59 | Submitted:Submitted for Approval | Component | Basic Wall:nbl_Int_PlstrGyp-Blck140-PlstrGyp_TYPE A:688590 | Level: Ground Floor | n/a | n/a | Constraints | n/a | n/a
Base Extension Distance | n/a | 1900-12-31T23:59:59 | Submitted:Submitted for Approval | Component | Basic Wall:nbl_Int_PlstrGyp-Blck140-PlstrGyp_TYPE A:688590 | -160 | n/a | n/a | Constraints | n/a | n/a | n/a
Base is Attached | n/a | 1900-12-31T23:59:59 | Submitted:Submitted for Approval | Component | Basic Wall:nbl_Int_PlstrGyp-Blck140-PlstrGyp_TYPE A:688590 | n/a | n/a | n/a | Constraints | n/a | n/a | n/a
Base Offset | n/a | 1900-12-31T23:59:59 | Submitted:Submitted for Approval | Component | Basic Wall:nbl_Int_PlstrGyp-Blck140-PlstrGyp_TYPE A:688590 | 0 | n/a | n/a | Constraints | n/a | n/a | n/a
Location Line | n/a | 1900-12-31T23:59:59 | Submitted:Submitted for Approval | Component | Basic Wall:nbl_Int_PlstrGyp-Blck140-PlstrGyp_TYPE A:688590 | Finish Face: Exterior | n/a | n/a | Constraints | n/a | n/a
Related to Mass | n/a | 1900-12-31T23:59:59 | Submitted:Submitted for Approval | Component | Basic Wall:nbl_Int_PlstrGyp-Blck140-PlstrGyp_TYPE A:688590 | n/a | n/a | n/a | Constraints | n/a | n/a | n/a
Room Bounding | n/a | 1900-12-31T23:59:59 | Submitted:Submitted for Approval | Component | Basic Wall:nbl_Int_PlstrGyp-Blck140-PlstrGyp_TYPE A:688590 | TRUE | n/a | n/a | Constraints | n/a | n/a | n/a
Top Constraint | n/a | 1900-12-31T23:59:59 | Submitted:Submitted for Approval | Component | Basic Wall:nbl_Int_PlstrGyp-Blck140-PlstrGyp_TYPE A:688590 | Level: Lower Roof - Slab Level | n/a | n/a | Constraints | n/a | n/a
Top Extension Distance | n/a | 1900-12-31T23:59:59 | Submitted:Submitted for Approval | Component | Basic Wall:nbl_Int_PlstrGyp-Blck140-PlstrGyp_TYPE A:688590 | 530 | n/a | n/a | Constraints | n/a | n/a | n/a
Top is Attached | n/a | 1900-12-31T23:59:59 | Submitted:Submitted for Approval | Component | Basic Wall:nbl_Int_PlstrGyp-Blck140-PlstrGyp_TYPE A:688590 | n/a | n/a | n/a | Constraints | n/a | n/a | n/a
Top Offset | n/a | 1900-12-31T23:59:59 | Submitted:Submitted for Approval | Component | Basic Wall:nbl_Int_PlstrGyp-Blck140-PlstrGyp_TYPE A:688590 | -300 | n/a | n/a | Constraints | n/a | n/a | n/a
Unconnected Height | n/a | 1900-12-31T23:59:59 | Submitted:Submitted for Approval | Component | Basic Wall:nbl_Int_PlstrGyp-Blck140-PlstrGyp_TYPE A:688590 | 2900 | n/a | n/a | Constraints | n/a | n/a | n/a
Area | n/a | 1900-12-31T23:59:59 | Submitted:Submitted for Approval | Component | Basic Wall:nbl_Int_PlstrGyp-Blck140-PlstrGyp_TYPE A:688590 | 21.9664 | n/a | n/a | Dimensions | n/a | n/a | n/a
Length | n/a | 1900-12-31T23:59:59 | Submitted:Submitted for Approval | Component | Basic Wall:nbl_Int_PlstrGyp-Blck140-PlstrGyp_TYPE A:688590 | 8880 | n/a | n/a | Dimensions | n/a | n/a | n/a
Volume | n/a | 1900-12-31T23:59:59 | Submitted:Submitted for Approval | Component | Basic Wall:nbl_Int_PlstrGyp-Blck140-PlstrGyp_TYPE A:688590 | 3.3998 | n/a | n/a | Dimensions | n/a | n/a | n/a
Phase Created | n/a | 1900-12-31T23:59:59 | Submitted:Submitted for Approval | Component | Basic Wall:nbl_Int_PlstrGyp-Blck140-PlstrGyp_TYPE A:688590 | New Construction | n/a | n/a | Phasing | n/a | n/a
Enable Analytical Model | n/a | 1900-12-31T23:59:59 | Submitted:Submitted for Approval | Component | Basic Wall:nbl_Int_PlstrGyp-Blck140-PlstrGyp_TYPE A:688590 | n/a | n/a | n/a | Structural | n/a | n/a | n/a
Structural | n/a | 1900-12-31T23:59:59 | Submitted:Submitted for Approval | Component | Basic Wall:nbl_Int_PlstrGyp-Blck140-PlstrGyp_TYPE A:688590 | n/a | n/a | n/a | Structural | n/a | n/a | n/a
Structural Usage | n/a | 1900-12-31T23:59:59 | Submitted:Submitted for Approval | Component | Basic Wall:nbl_Int_PlstrGyp-Blck140-PlstrGyp_TYPE A:688590 | Non-bearing | n/a | n/a | Structural | n/a | n/a
Reference | n/a | 1900-12-31T23:59:59 | Submitted:Submitted for Approval | Component | Basic Wall:nbl_Int_PlstrGyp-Blck140-PlstrGyp_TYPE A:688590 | nbl_Int_PlstrGyp-Blck140-PlstrGyp_TYPE A | n/a | n/a | Pset_WallCommon | n/a | n/a
LoadBearing | n/a | 1900-12-31T23:59:59 | Submitted:Submitted for Approval | Component | Basic Wall:nbl_Int_PlstrGyp-Blck140-PlstrGyp_TYPE A:688590 | n/a | n/a | n/a | Pset_WallCommon | n/a | n/a | n/a
ExtendToStructure | n/a | 1900-12-31T23:59:59 | Submitted:Submitted for Approval | Component | Basic Wall:nbl_Int_PlstrGyp-Blck140-PlstrGyp_TYPE A:688590 | n/a | n/a | n/a | Pset_WallCommon | n/a | n/a | n/a
IsExternal | n/a | 1900-12-31T23:59:59 | Submitted:Submitted for Approval | Component | Basic Wall:nbl_Int_PlstrGyp-Blck140-PlstrGyp_TYPE A:688590 | n/a | n/a | n/a | Pset_WallCommon | n/a | n/a | n/a
ProductionYear | n/a | 1900-12-31T23:59:59 | Submitted:Submitted for Approval | Component | Basic Wall:nbl_Int_PlstrGyp-Blck140-PlstrGyp_TYPE A:688590 | User to populate | n/a | n/a | Pset_ManufacturerTypeInformation | n/a | n/a
Base Constraint | n/a | 1900-12-31T23:59:59 | Submitted:Submitted for Approval | Component | Basic Wall:nbl_Int_PlstrGyp-Blck140-PlstrGyp_TYPE A:702650 | Level: Ground Floor | n/a | n/a | Constraints | n/a | n/a
Base Extension Distance | n/a | 1900-12-31T23:59:59 | Submitted:Submitted for Approval | Component | Basic Wall:nbl_Int_PlstrGyp-Blck140-PlstrGyp_TYPE A:702650 | -160 | n/a | n/a | Constraints | n/a | n/a | n/a
Base is Attached | n/a | 1900-12-31T23:59:59 | Submitted:Submitted for Approval | Component | Basic Wall:nbl_Int_PlstrGyp-Blck140-PlstrGyp_TYPE A:702650 | n/a | n/a | n/a | Constraints | n/a | n/a | n/a
Base Offset | n/a | 1900-12-31T23:59:59 | Submitted:Submitted for Approval | Component | Basic Wall:nbl_Int_PlstrGyp-Blck140-PlstrGyp_TYPE A:702650 | 0 | n/a | n/a | Constraints | n/a | n/a | n/a
Location Line | n/a | 1900-12-31T23:59:59 | Submitted:Submitted for Approval | Component | Basic Wall:nbl_Int_PlstrGyp-Blck140-PlstrGyp_TYPE A:702650 | Finish Face: Exterior | n/a | n/a | Constraints | n/a | n/a
Related to Mass | n/a | 1900-12-31T23:59:59 | Submitted:Submitted for Approval | Component | Basic Wall:nbl_Int_PlstrGyp-Blck140-PlstrGyp_TYPE A:702650 | n/a | n/a | n/a | Constraints | n/a | n/a | n/a
Room Bounding | n/a | 1900-12-31T23:59:59 | Submitted:Submitted for Approval | Component | Basic Wall:nbl_Int_PlstrGyp-Blck140-PlstrGyp_TYPE A:702650 | TRUE | n/a | n/a | Constraints | n/a | n/a | n/a
Top Constraint | n/a | 1900-12-31T23:59:59 | Submitted:Submitted for Approval | Component | Basic Wall:nbl_Int_PlstrGyp-Blck140-PlstrGyp_TYPE A:702650 | Level: Lower Roof - Slab Level | n/a | n/a | Constraints | n/a | n/a
Top Extension Distance | n/a | 1900-12-31T23:59:59 | Submitted:Submitted for Approval | Component | Basic Wall:nbl_Int_PlstrGyp-Blck140-PlstrGyp_TYPE A:702650 | 0 | n/a | n/a | Constraints | n/a | n/a | n/a
Top is Attached | n/a | 1900-12-31T23:59:59 | Submitted:Submitted for Approval | Component | Basic Wall:nbl_Int_PlstrGyp-Blck140-PlstrGyp_TYPE A:702650 | n/a | n/a | n/a | Constraints | n/a | n/a | n/a
Top Offset | n/a | 1900-12-31T23:59:59 | Submitted:Submitted for Approval | Component | Basic Wall:nbl_Int_PlstrGyp-Blck140-PlstrGyp_TYPE A:702650 | -300 | n/a | n/a | Constraints | n/a | n/a | n/a
Unconnected Height | n/a | 1900-12-31T23:59:59 | Submitted:Submitted for Approval | Component | Basic Wall:nbl_Int_PlstrGyp-Blck140-PlstrGyp_TYPE A:702650 | 2900 | n/a | n/a | Constraints | n/a | n/a | n/a
Area | n/a | 1900-12-31T23:59:59 | Submitted:Submitted for Approval | Component | Basic Wall:nbl_Int_PlstrGyp-Blck140-PlstrGyp_TYPE A:702650 | 7.308 | n/a | n/a | Dimensions | n/a | n/a | n/a
Length | n/a | 1900-12-31T23:59:59 | Submitted:Submitted for Approval | Component | Basic Wall:nbl_Int_PlstrGyp-Blck140-PlstrGyp_TYPE A:702650 | 2797.5 | n/a | n/a | Dimensions | n/a | n/a | n/a
Volume | n/a | 1900-12-31T23:59:59 | Submitted:Submitted for Approval | Component | Basic Wall:nbl_Int_PlstrGyp-Blck140-PlstrGyp_TYPE A:702650 | 1.3723 | n/a | n/a | Dimensions | n/a | n/a | n/a
FireRating | n/a | 1900-12-31T23:59:59 | Submitted:Submitted for Approval | Component | Basic Wall:nbl_Int_PlstrGyp-Blck140-PlstrGyp_TYPE A:702650 | 120 | n/a | n/a | Fire Protection | n/a | n/a
Phase Created | n/a | 1900-12-31T23:59:59 | Submitted:Submitted for Approval | Component | Basic Wall:nbl_Int_PlstrGyp-Blck140-PlstrGyp_TYPE A:702650 | New Construction | n/a | n/a | Phasing | n/a | n/a
Enable Analytical Model | n/a | 1900-12-31T23:59:59 | Submitted:Submitted for Approval | Component | Basic Wall:nbl_Int_PlstrGyp-Blck140-PlstrGyp_TYPE A:702650 | n/a | n/a | n/a | Structural | n/a | n/a | n/a
Structural | n/a | 1900-12-31T23:59:59 | Submitted:Submitted for Approval | Component | Basic Wall:nbl_Int_PlstrGyp-Blck140-PlstrGyp_TYPE A:702650 | n/a | n/a | n/a | Structural | n/a | n/a | n/a
Structural Usage | n/a | 1900-12-31T23:59:59 | Submitted:Submitted for Approval | Component | Basic Wall:nbl_Int_PlstrGyp-Blck140-PlstrGyp_TYPE A:702650 | Non-bearing | n/a | n/a | Structural | n/a | n/a
Reference | n/a | 1900-12-31T23:59:59 | Submitted:Submitted for Approval | Component | Basic Wall:nbl_Int_PlstrGyp-Blck140-PlstrGyp_TYPE A:702650 | nbl_Int_PlstrGyp-Blck140-PlstrGyp_TYPE A | n/a | n/a | Pset_WallCommon | n/a | n/a
LoadBearing | n/a | 1900-12-31T23:59:59 | Submitted:Submitted for Approval | Component | Basic Wall:nbl_Int_PlstrGyp-Blck140-PlstrGyp_TYPE A:702650 | n/a | n/a | n/a | Pset_WallCommon | n/a | n/a | n/a
ExtendToStructure | n/a | 1900-12-31T23:59:59 | Submitted:Submitted for Approval | Component | Basic Wall:nbl_Int_PlstrGyp-Blck140-PlstrGyp_TYPE A:702650 | n/a | n/a | n/a | Pset_WallCommon | n/a | n/a | n/a
IsExternal | n/a | 1900-12-31T23:59:59 | Submitted:Submitted for Approval | Component | Basic Wall:nbl_Int_PlstrGyp-Blck140-PlstrGyp_TYPE A:702650 | n/a | n/a | n/a | Pset_WallCommon | n/a | n/a | n/a
FireRating | n/a | 1900-12-31T23:59:59 | Submitted:Submitted for Approval | Component | Basic Wall:nbl_Int_PlstrGyp-Blck140-PlstrGyp_TYPE A:702650 | 120 | n/a | n/a | Pset_WallCommon | n/a | n/a
ProductionYear | n/a | 1900-12-31T23:59:59 | Submitted:Submitted for Approval | Component | Basic Wall:nbl_Int_PlstrGyp-Blck140-PlstrGyp_TYPE A:702650 | User to populate | n/a | n/a | Pset_ManufacturerTypeInformation | n/a | n/a
Absorptance | n/a | 1900-12-31T23:59:59 | Submitted:Submitted for Approval | Type | Basic Wall:nbl_Int_PlstrbrdGyp-GalvStlStud-PlstrbrdGyp | 0.1 | n/a | n/a | Analytical Properties | n/a | n/a | n/a
Roughness | n/a | 1900-12-31T23:59:59 | Submitted:Submitted for Approval | Type | Basic Wall:nbl_Int_PlstrbrdGyp-GalvStlStud-PlstrbrdGyp | 1 | n/a | n/a | Analytical Properties | n/a | n/a | n/a
Function | n/a | 1900-12-31T23:59:59 | Submitted:Submitted for Approval | Type | Basic Wall:nbl_Int_PlstrbrdGyp-GalvStlStud-PlstrbrdGyp | Interior | n/a | n/a | Construction | n/a | n/a
Width | n/a | 1900-12-31T23:59:59 | Submitted:Submitted for Approval | Type | Basic Wall:nbl_Int_PlstrbrdGyp-GalvStlStud-PlstrbrdGyp | 95 | n/a | n/a | Construction | n/a | n/a | n/a
Wrapping at Ends | n/a | 1900-12-31T23:59:59 | Submitted:Submitted for Approval | Type | Basic Wall:nbl_Int_PlstrbrdGyp-GalvStlStud-PlstrbrdGyp | Interior | n/a | n/a | Construction | n/a | n/a
Wrapping at Inserts | n/a | 1900-12-31T23:59:59 | Submitted:Submitted for Approval | Type | Basic Wall:nbl_Int_PlstrbrdGyp-GalvStlStud-PlstrbrdGyp | Both | n/a | n/a | Construction | n/a | n/a
Coarse Scale Fill Color | n/a | 1900-12-31T23:59:59 | Submitted:Submitted for Approval | Type | Basic Wall:nbl_Int_PlstrbrdGyp-GalvStlStud-PlstrbrdGyp | 12632256 | n/a | n/a | Graphics | n/a | n/a | n/a
Coarse Scale Fill Pattern | n/a | 1900-12-31T23:59:59 | Submitted:Submitted for Approval | Type | Basic Wall:nbl_Int_PlstrbrdGyp-GalvStlStud-PlstrbrdGyp | Solid fill | n/a | n/a | Graphics | n/a | n/a
Assembly Code | n/a | 1900-12-31T23:59:59 | Submitted:Submitted for Approval | Type | Basic Wall:nbl_Int_PlstrbrdGyp-GalvStlStud-PlstrbrdGyp |  | n/a | n/a | Identity Data | n/a | n/a
Assembly Description | n/a | 1900-12-31T23:59:59 | Submitted:Submitted for Approval | Type | Basic Wall:nbl_Int_PlstrbrdGyp-GalvStlStud-PlstrbrdGyp |  | n/a | n/a | Identity Data | n/a | n/a
Description | n/a | 1900-12-31T23:59:59 | Submitted:Submitted for Approval | Type | Basic Wall:nbl_Int_PlstrbrdGyp-GalvStlStud-PlstrbrdGyp | Internal Plasterboard Gypsum Galvanized Steel Stud Plasterboard Gypsum | n/a | n/a | Identity Data | n/a | n/a
Help | n/a | 1900-12-31T23:59:59 | Submitted:Submitted for Approval | Type | Basic Wall:nbl_Int_PlstrbrdGyp-GalvStlStud-PlstrbrdGyp | http://www.nationalbimlibrary.com | n/a | n/a | Identity Data | n/a | n/a
IssueDate | n/a | 1900-12-31T23:59:59 | Submitted:Submitted for Approval | Type | Basic Wall:nbl_Int_PlstrbrdGyp-GalvStlStud-PlstrbrdGyp | 12/03/07 | n/a | n/a | Identity Data | n/a | n/a
NBSDescription | n/a | 1900-12-31T23:59:59 | Submitted:Submitted for Approval | Type | Basic Wall:nbl_Int_PlstrbrdGyp-GalvStlStud-PlstrbrdGyp | User to populate | n/a | n/a | Identity Data | n/a | n/a
NBSReference | n/a | 1900-12-31T23:59:59 | Submitted:Submitted for Approval | Type | Basic Wall:nbl_Int_PlstrbrdGyp-GalvStlStud-PlstrbrdGyp | User to populate | n/a | n/a | Identity Data | n/a | n/a
Version | n/a | 1900-12-31T23:59:59 | Submitted:Submitted for Approval | Type | Basic Wall:nbl_Int_PlstrbrdGyp-GalvStlStud-PlstrbrdGyp | 1.0 | n/a | n/a | Identity Data | n/a | n/a
Structural Material | n/a | 1900-12-31T23:59:59 | Submitted:Submitted for Approval | Type | Basic Wall:nbl_Int_PlstrbrdGyp-GalvStlStud-PlstrbrdGyp | nbl_GalvanizedSteelStud | n/a | n/a | Materials and Finishes | n/a | n/a
Colour | n/a | 1900-12-31T23:59:59 | Submitted:Submitted for Approval | Type | Basic Wall:nbl_Int_PlstrbrdGyp-GalvStlStud-PlstrbrdGyp | User to populate | n/a | n/a | Other | n/a | n/a
Constituents | n/a | 1900-12-31T23:59:59 | Submitted:Submitted for Approval | Type | Basic Wall:nbl_Int_PlstrbrdGyp-GalvStlStud-PlstrbrdGyp | User to populate | n/a | n/a | Other | n/a | n/a
Features | n/a | 1900-12-31T23:59:59 | Submitted:Submitted for Approval | Type | Basic Wall:nbl_Int_PlstrbrdGyp-GalvStlStud-PlstrbrdGyp | User to populate | n/a | n/a | Other | n/a | n/a
Finish | n/a | 1900-12-31T23:59:59 | Submitted:Submitted for Approval | Type | Basic Wall:nbl_Int_PlstrbrdGyp-GalvStlStud-PlstrbrdGyp | User to populate | n/a | n/a | Other | n/a | n/a
Grade | n/a | 1900-12-31T23:59:59 | Submitted:Submitted for Approval | Type | Basic Wall:nbl_Int_PlstrbrdGyp-GalvStlStud-PlstrbrdGyp | User to populate | n/a | n/a | Other | n/a | n/a
Material | n/a | 1900-12-31T23:59:59 | Submitted:Submitted for Approval | Type | Basic Wall:nbl_Int_PlstrbrdGyp-GalvStlStud-PlstrbrdGyp | User to populate | n/a | n/a | Other | n/a | n/a
NominalHeight | n/a | 1900-12-31T23:59:59 | Submitted:Submitted for Approval | Type | Basic Wall:nbl_Int_PlstrbrdGyp-GalvStlStud-PlstrbrdGyp | 0 | n/a | n/a | Other | n/a | n/a | n/a
NominalLength | n/a | 1900-12-31T23:59:59 | Submitted:Submitted for Approval | Type | Basic Wall:nbl_Int_PlstrbrdGyp-GalvStlStud-PlstrbrdGyp | 0 | n/a | n/a | Other | n/a | n/a | n/a
NominalWidth | n/a | 1900-12-31T23:59:59 | Submitted:Submitted for Approval | Type | Basic Wall:nbl_Int_PlstrbrdGyp-GalvStlStud-PlstrbrdGyp | 0 | n/a | n/a | Other | n/a | n/a | n/a
ProductionYear | n/a | 1900-12-31T23:59:59 | Submitted:Submitted for Approval | Type | Basic Wall:nbl_Int_PlstrbrdGyp-GalvStlStud-PlstrbrdGyp | User to populate | n/a | n/a | Other | n/a | n/a
ReplacementCost | n/a | 1900-12-31T23:59:59 | Submitted:Submitted for Approval | Type | Basic Wall:nbl_Int_PlstrbrdGyp-GalvStlStud-PlstrbrdGyp | User to populate | n/a | n/a | Other | n/a | n/a
ServiceLifeDuration | n/a | 1900-12-31T23:59:59 | Submitted:Submitted for Approval | Type | Basic Wall:nbl_Int_PlstrbrdGyp-GalvStlStud-PlstrbrdGyp | User to populate | n/a | n/a | Other | n/a | n/a
Shape | n/a | 1900-12-31T23:59:59 | Submitted:Submitted for Approval | Type | Basic Wall:nbl_Int_PlstrbrdGyp-GalvStlStud-PlstrbrdGyp | User to populate | n/a | n/a | Other | n/a | n/a
Size | n/a | 1900-12-31T23:59:59 | Submitted:Submitted for Approval | Type | Basic Wall:nbl_Int_PlstrbrdGyp-GalvStlStud-PlstrbrdGyp | User to populate | n/a | n/a | Other | n/a | n/a
WarrantyDescription | n/a | 1900-12-31T23:59:59 | Submitted:Submitted for Approval | Type | Basic Wall:nbl_Int_PlstrbrdGyp-GalvStlStud-PlstrbrdGyp | User to populate | n/a | n/a | Other | n/a | n/a
WarrantyDurationLabour | n/a | 1900-12-31T23:59:59 | Submitted:Submitted for Approval | Type | Basic Wall:nbl_Int_PlstrbrdGyp-GalvStlStud-PlstrbrdGyp | User to populate | n/a | n/a | Other | n/a | n/a
WarrantyDurationParts | n/a | 1900-12-31T23:59:59 | Submitted:Submitted for Approval | Type | Basic Wall:nbl_Int_PlstrbrdGyp-GalvStlStud-PlstrbrdGyp | User to populate | n/a | n/a | Other | n/a | n/a
WarrantyGuarantorLabour | n/a | 1900-12-31T23:59:59 | Submitted:Submitted for Approval | Type | Basic Wall:nbl_Int_PlstrbrdGyp-GalvStlStud-PlstrbrdGyp | User to populate | n/a | n/a | Other | n/a | n/a
WarrantyGuarantorParts | n/a | 1900-12-31T23:59:59 | Submitted:Submitted for Approval | Type | Basic Wall:nbl_Int_PlstrbrdGyp-GalvStlStud-PlstrbrdGyp | User to populate | n/a | n/a | Other | n/a | n/a
Base Constraint | n/a | 1900-12-31T23:59:59 | Submitted:Submitted for Approval | Component | Basic Wall:nbl_Int_PlstrbrdGyp-GalvStlStud-PlstrbrdGyp:123455 | Level: Ground Floor | n/a | n/a | Constraints | n/a | n/a
Base Extension Distance | n/a | 1900-12-31T23:59:59 | Submitted:Submitted for Approval | Component | Basic Wall:nbl_Int_PlstrbrdGyp-GalvStlStud-PlstrbrdGyp:123455 | 0 | n/a | n/a | Constraints | n/a | n/a | n/a
Base is Attached | n/a | 1900-12-31T23:59:59 | Submitted:Submitted for Approval | Component | Basic Wall:nbl_Int_PlstrbrdGyp-GalvStlStud-PlstrbrdGyp:123455 | n/a | n/a | n/a | Constraints | n/a | n/a | n/a
Base Offset | n/a | 1900-12-31T23:59:59 | Submitted:Submitted for Approval | Component | Basic Wall:nbl_Int_PlstrbrdGyp-GalvStlStud-PlstrbrdGyp:123455 | 0 | n/a | n/a | Constraints | n/a | n/a | n/a
Location Line | n/a | 1900-12-31T23:59:59 | Submitted:Submitted for Approval | Component | Basic Wall:nbl_Int_PlstrbrdGyp-GalvStlStud-PlstrbrdGyp:123455 | Finish Face: Exterior | n/a | n/a | Constraints | n/a | n/a
Related to Mass | n/a | 1900-12-31T23:59:59 | Submitted:Submitted for Approval | Component | Basic Wall:nbl_Int_PlstrbrdGyp-GalvStlStud-PlstrbrdGyp:123455 | n/a | n/a | n/a | Constraints | n/a | n/a | n/a
Room Bounding | n/a | 1900-12-31T23:59:59 | Submitted:Submitted for Approval | Component | Basic Wall:nbl_Int_PlstrbrdGyp-GalvStlStud-PlstrbrdGyp:123455 | TRUE | n/a | n/a | Constraints | n/a | n/a | n/a
Top Constraint | n/a | 1900-12-31T23:59:59 | Submitted:Submitted for Approval | Component | Basic Wall:nbl_Int_PlstrbrdGyp-GalvStlStud-PlstrbrdGyp:123455 | Level: Lower Roof - Slab Level | n/a | n/a | Constraints | n/a | n/a
Top Extension Distance | n/a | 1900-12-31T23:59:59 | Submitted:Submitted for Approval | Component | Basic Wall:nbl_Int_PlstrbrdGyp-GalvStlStud-PlstrbrdGyp:123455 | 0 | n/a | n/a | Constraints | n/a | n/a | n/a
Top is Attached | n/a | 1900-12-31T23:59:59 | Submitted:Submitted for Approval | Component | Basic Wall:nbl_Int_PlstrbrdGyp-GalvStlStud-PlstrbrdGyp:123455 | n/a | n/a | n/a | Constraints | n/a | n/a | n/a
Top Offset | n/a | 1900-12-31T23:59:59 | Submitted:Submitted for Approval | Component | Basic Wall:nbl_Int_PlstrbrdGyp-GalvStlStud-PlstrbrdGyp:123455 | -300 | n/a | n/a | Constraints | n/a | n/a | n/a
Unconnected Height | n/a | 1900-12-31T23:59:59 | Submitted:Submitted for Approval | Component | Basic Wall:nbl_Int_PlstrbrdGyp-GalvStlStud-PlstrbrdGyp:123455 | 2900 | n/a | n/a | Constraints | n/a | n/a | n/a
Area | n/a | 1900-12-31T23:59:59 | Submitted:Submitted for Approval | Component | Basic Wall:nbl_Int_PlstrbrdGyp-GalvStlStud-PlstrbrdGyp:123455 | 4.234 | n/a | n/a | Dimensions | n/a | n/a | n/a
Length | n/a | 1900-12-31T23:59:59 | Submitted:Submitted for Approval | Component | Basic Wall:nbl_Int_PlstrbrdGyp-GalvStlStud-PlstrbrdGyp:123455 | 1550 | n/a | n/a | Dimensions | n/a | n/a | n/a
Volume | n/a | 1900-12-31T23:59:59 | Submitted:Submitted for Approval | Component | Basic Wall:nbl_Int_PlstrbrdGyp-GalvStlStud-PlstrbrdGyp:123455 | 0.40223 | n/a | n/a | Dimensions | n/a | n/a | n/a
Phase Created | n/a | 1900-12-31T23:59:59 | Submitted:Submitted for Approval | Component | Basic Wall:nbl_Int_PlstrbrdGyp-GalvStlStud-PlstrbrdGyp:123455 | New Construction | n/a | n/a | Phasing | n/a | n/a
Enable Analytical Model | n/a | 1900-12-31T23:59:59 | Submitted:Submitted for Approval | Component | Basic Wall:nbl_Int_PlstrbrdGyp-GalvStlStud-PlstrbrdGyp:123455 | n/a | n/a | n/a | Structural | n/a | n/a | n/a
Structural | n/a | 1900-12-31T23:59:59 | Submitted:Submitted for Approval | Component | Basic Wall:nbl_Int_PlstrbrdGyp-GalvStlStud-PlstrbrdGyp:123455 | n/a | n/a | n/a | Structural | n/a | n/a | n/a
Structural Usage | n/a | 1900-12-31T23:59:59 | Submitted:Submitted for Approval | Component | Basic Wall:nbl_Int_PlstrbrdGyp-GalvStlStud-PlstrbrdGyp:123455 | Non-bearing | n/a | n/a | Structural | n/a | n/a
Reference | n/a | 1900-12-31T23:59:59 | Submitted:Submitted for Approval | Component | Basic Wall:nbl_Int_PlstrbrdGyp-GalvStlStud-PlstrbrdGyp:123455 | nbl_Int_PlstrbrdGyp-GalvStlStud-PlstrbrdGyp | n/a | n/a | Pset_WallCommon | n/a | n/a
LoadBearing | n/a | 1900-12-31T23:59:59 | Submitted:Submitted for Approval | Component | Basic Wall:nbl_Int_PlstrbrdGyp-GalvStlStud-PlstrbrdGyp:123455 | n/a | n/a | n/a | Pset_WallCommon | n/a | n/a | n/a
ExtendToStructure | n/a | 1900-12-31T23:59:59 | Submitted:Submitted for Approval | Component | Basic Wall:nbl_Int_PlstrbrdGyp-GalvStlStud-PlstrbrdGyp:123455 | n/a | n/a | n/a | Pset_WallCommon | n/a | n/a | n/a
IsExternal | n/a | 1900-12-31T23:59:59 | Submitted:Submitted for Approval | Component | Basic Wall:nbl_Int_PlstrbrdGyp-GalvStlStud-PlstrbrdGyp:123455 | n/a | n/a | n/a | Pset_WallCommon | n/a | n/a | n/a
ProductionYear | n/a | 1900-12-31T23:59:59 | Submitted:Submitted for Approval | Component | Basic Wall:nbl_Int_PlstrbrdGyp-GalvStlStud-PlstrbrdGyp:123455 | User to populate | n/a | n/a | Pset_ManufacturerTypeInformation | n/a | n/a
Base Constraint | n/a | 1900-12-31T23:59:59 | Submitted:Submitted for Approval | Component | Basic Wall:nbl_Int_PlstrbrdGyp-GalvStlStud-PlstrbrdGyp:124968 | Level: Ground Floor | n/a | n/a | Constraints | n/a | n/a
Base Extension Distance | n/a | 1900-12-31T23:59:59 | Submitted:Submitted for Approval | Component | Basic Wall:nbl_Int_PlstrbrdGyp-GalvStlStud-PlstrbrdGyp:124968 | 0 | n/a | n/a | Constraints | n/a | n/a | n/a
Base is Attached | n/a | 1900-12-31T23:59:59 | Submitted:Submitted for Approval | Component | Basic Wall:nbl_Int_PlstrbrdGyp-GalvStlStud-PlstrbrdGyp:124968 | n/a | n/a | n/a | Constraints | n/a | n/a | n/a
Base Offset | n/a | 1900-12-31T23:59:59 | Submitted:Submitted for Approval | Component | Basic Wall:nbl_Int_PlstrbrdGyp-GalvStlStud-PlstrbrdGyp:124968 | 0 | n/a | n/a | Constraints | n/a | n/a | n/a
Location Line | n/a | 1900-12-31T23:59:59 | Submitted:Submitted for Approval | Component | Basic Wall:nbl_Int_PlstrbrdGyp-GalvStlStud-PlstrbrdGyp:124968 | Wall Centerline | n/a | n/a | Constraints | n/a | n/a
Related to Mass | n/a | 1900-12-31T23:59:59 | Submitted:Submitted for Approval | Component | Basic Wall:nbl_Int_PlstrbrdGyp-GalvStlStud-PlstrbrdGyp:124968 | n/a | n/a | n/a | Constraints | n/a | n/a | n/a
Room Bounding | n/a | 1900-12-31T23:59:59 | Submitted:Submitted for Approval | Component | Basic Wall:nbl_Int_PlstrbrdGyp-GalvStlStud-PlstrbrdGyp:124968 | TRUE | n/a | n/a | Constraints | n/a | n/a | n/a
Top Extension Distance | n/a | 1900-12-31T23:59:59 | Submitted:Submitted for Approval | Component | Basic Wall:nbl_Int_PlstrbrdGyp-GalvStlStud-PlstrbrdGyp:124968 | 0 | n/a | n/a | Constraints | n/a | n/a | n/a
Top is Attached | n/a | 1900-12-31T23:59:59 | Submitted:Submitted for Approval | Component | Basic Wall:nbl_Int_PlstrbrdGyp-GalvStlStud-PlstrbrdGyp:124968 | n/a | n/a | n/a | Constraints | n/a | n/a | n/a
Top Offset | n/a | 1900-12-31T23:59:59 | Submitted:Submitted for Approval | Component | Basic Wall:nbl_Int_PlstrbrdGyp-GalvStlStud-PlstrbrdGyp:124968 | 0 | n/a | n/a | Constraints | n/a | n/a | n/a
Unconnected Height | n/a | 1900-12-31T23:59:59 | Submitted:Submitted for Approval | Component | Basic Wall:nbl_Int_PlstrbrdGyp-GalvStlStud-PlstrbrdGyp:124968 | 3200 | n/a | n/a | Constraints | n/a | n/a | n/a
Area | n/a | 1900-12-31T23:59:59 | Submitted:Submitted for Approval | Component | Basic Wall:nbl_Int_PlstrbrdGyp-GalvStlStud-PlstrbrdGyp:124968 | 3.248 | n/a | n/a | Dimensions | n/a | n/a | n/a
Length | n/a | 1900-12-31T23:59:59 | Submitted:Submitted for Approval | Component | Basic Wall:nbl_Int_PlstrbrdGyp-GalvStlStud-PlstrbrdGyp:124968 | 1105 | n/a | n/a | Dimensions | n/a | n/a | n/a
Volume | n/a | 1900-12-31T23:59:59 | Submitted:Submitted for Approval | Component | Basic Wall:nbl_Int_PlstrbrdGyp-GalvStlStud-PlstrbrdGyp:124968 | 0.30856 | n/a | n/a | Dimensions | n/a | n/a | n/a
Phase Created | n/a | 1900-12-31T23:59:59 | Submitted:Submitted for Approval | Component | Basic Wall:nbl_Int_PlstrbrdGyp-GalvStlStud-PlstrbrdGyp:124968 | New Construction | n/a | n/a | Phasing | n/a | n/a
Enable Analytical Model | n/a | 1900-12-31T23:59:59 | Submitted:Submitted for Approval | Component | Basic Wall:nbl_Int_PlstrbrdGyp-GalvStlStud-PlstrbrdGyp:124968 | n/a | n/a | n/a | Structural | n/a | n/a | n/a
Structural | n/a | 1900-12-31T23:59:59 | Submitted:Submitted for Approval | Component | Basic Wall:nbl_Int_PlstrbrdGyp-GalvStlStud-PlstrbrdGyp:124968 | n/a | n/a | n/a | Structural | n/a | n/a | n/a
Structural Usage | n/a | 1900-12-31T23:59:59 | Submitted:Submitted for Approval | Component | Basic Wall:nbl_Int_PlstrbrdGyp-GalvStlStud-PlstrbrdGyp:124968 | Non-bearing | n/a | n/a | Structural | n/a | n/a
Reference | n/a | 1900-12-31T23:59:59 | Submitted:Submitted for Approval | Component | Basic Wall:nbl_Int_PlstrbrdGyp-GalvStlStud-PlstrbrdGyp:124968 | nbl_Int_PlstrbrdGyp-GalvStlStud-PlstrbrdGyp | n/a | n/a | Pset_WallCommon | n/a | n/a
LoadBearing | n/a | 1900-12-31T23:59:59 | Submitted:Submitted for Approval | Component | Basic Wall:nbl_Int_PlstrbrdGyp-GalvStlStud-PlstrbrdGyp:124968 | n/a | n/a | n/a | Pset_WallCommon | n/a | n/a | n/a
ExtendToStructure | n/a | 1900-12-31T23:59:59 | Submitted:Submitted for Approval | Component | Basic Wall:nbl_Int_PlstrbrdGyp-GalvStlStud-PlstrbrdGyp:124968 | n/a | n/a | n/a | Pset_WallCommon | n/a | n/a | n/a
IsExternal | n/a | 1900-12-31T23:59:59 | Submitted:Submitted for Approval | Component | Basic Wall:nbl_Int_PlstrbrdGyp-GalvStlStud-PlstrbrdGyp:124968 | n/a | n/a | n/a | Pset_WallCommon | n/a | n/a | n/a
ProductionYear | n/a | 1900-12-31T23:59:59 | Submitted:Submitted for Approval | Component | Basic Wall:nbl_Int_PlstrbrdGyp-GalvStlStud-PlstrbrdGyp:124968 | User to populate | n/a | n/a | Pset_ManufacturerTypeInformation | n/a | n/a
Base Constraint | n/a | 1900-12-31T23:59:59 | Submitted:Submitted for Approval | Component | Basic Wall:nbl_Int_PlstrbrdGyp-GalvStlStud-PlstrbrdGyp:125067 | Level: Ground Floor | n/a | n/a | Constraints | n/a | n/a
Base Extension Distance | n/a | 1900-12-31T23:59:59 | Submitted:Submitted for Approval | Component | Basic Wall:nbl_Int_PlstrbrdGyp-GalvStlStud-PlstrbrdGyp:125067 | 0 | n/a | n/a | Constraints | n/a | n/a | n/a
Base is Attached | n/a | 1900-12-31T23:59:59 | Submitted:Submitted for Approval | Component | Basic Wall:nbl_Int_PlstrbrdGyp-GalvStlStud-PlstrbrdGyp:125067 | n/a | n/a | n/a | Constraints | n/a | n/a | n/a
Base Offset | n/a | 1900-12-31T23:59:59 | Submitted:Submitted for Approval | Component | Basic Wall:nbl_Int_PlstrbrdGyp-GalvStlStud-PlstrbrdGyp:125067 | 0 | n/a | n/a | Constraints | n/a | n/a | n/a
Location Line | n/a | 1900-12-31T23:59:59 | Submitted:Submitted for Approval | Component | Basic Wall:nbl_Int_PlstrbrdGyp-GalvStlStud-PlstrbrdGyp:125067 | Wall Centerline | n/a | n/a | Constraints | n/a | n/a
Related to Mass | n/a | 1900-12-31T23:59:59 | Submitted:Submitted for Approval | Component | Basic Wall:nbl_Int_PlstrbrdGyp-GalvStlStud-PlstrbrdGyp:125067 | n/a | n/a | n/a | Constraints | n/a | n/a | n/a
Room Bounding | n/a | 1900-12-31T23:59:59 | Submitted:Submitted for Approval | Component | Basic Wall:nbl_Int_PlstrbrdGyp-GalvStlStud-PlstrbrdGyp:125067 | TRUE | n/a | n/a | Constraints | n/a | n/a | n/a
Top Extension Distance | n/a | 1900-12-31T23:59:59 | Submitted:Submitted for Approval | Component | Basic Wall:nbl_Int_PlstrbrdGyp-GalvStlStud-PlstrbrdGyp:125067 | 0 | n/a | n/a | Constraints | n/a | n/a | n/a
Top is Attached | n/a | 1900-12-31T23:59:59 | Submitted:Submitted for Approval | Component | Basic Wall:nbl_Int_PlstrbrdGyp-GalvStlStud-PlstrbrdGyp:125067 | n/a | n/a | n/a | Constraints | n/a | n/a | n/a
Top Offset | n/a | 1900-12-31T23:59:59 | Submitted:Submitted for Approval | Component | Basic Wall:nbl_Int_PlstrbrdGyp-GalvStlStud-PlstrbrdGyp:125067 | 0 | n/a | n/a | Constraints | n/a | n/a | n/a
Unconnected Height | n/a | 1900-12-31T23:59:59 | Submitted:Submitted for Approval | Component | Basic Wall:nbl_Int_PlstrbrdGyp-GalvStlStud-PlstrbrdGyp:125067 | 3200 | n/a | n/a | Constraints | n/a | n/a | n/a
Area | n/a | 1900-12-31T23:59:59 | Submitted:Submitted for Approval | Component | Basic Wall:nbl_Int_PlstrbrdGyp-GalvStlStud-PlstrbrdGyp:125067 | 3.312 | n/a | n/a | Dimensions | n/a | n/a | n/a
Length | n/a | 1900-12-31T23:59:59 | Submitted:Submitted for Approval | Component | Basic Wall:nbl_Int_PlstrbrdGyp-GalvStlStud-PlstrbrdGyp:125067 | 1222.5 | n/a | n/a | Dimensions | n/a | n/a | n/a
Volume | n/a | 1900-12-31T23:59:59 | Submitted:Submitted for Approval | Component | Basic Wall:nbl_Int_PlstrbrdGyp-GalvStlStud-PlstrbrdGyp:125067 | 0.31464 | n/a | n/a | Dimensions | n/a | n/a | n/a
Phase Created | n/a | 1900-12-31T23:59:59 | Submitted:Submitted for Approval | Component | Basic Wall:nbl_Int_PlstrbrdGyp-GalvStlStud-PlstrbrdGyp:125067 | New Construction | n/a | n/a | Phasing | n/a | n/a
Enable Analytical Model | n/a | 1900-12-31T23:59:59 | Submitted:Submitted for Approval | Component | Basic Wall:nbl_Int_PlstrbrdGyp-GalvStlStud-PlstrbrdGyp:125067 | n/a | n/a | n/a | Structural | n/a | n/a | n/a
Structural | n/a | 1900-12-31T23:59:59 | Submitted:Submitted for Approval | Component | Basic Wall:nbl_Int_PlstrbrdGyp-GalvStlStud-PlstrbrdGyp:125067 | n/a | n/a | n/a | Structural | n/a | n/a | n/a
Structural Usage | n/a | 1900-12-31T23:59:59 | Submitted:Submitted for Approval | Component | Basic Wall:nbl_Int_PlstrbrdGyp-GalvStlStud-PlstrbrdGyp:125067 | Non-bearing | n/a | n/a | Structural | n/a | n/a
Reference | n/a | 1900-12-31T23:59:59 | Submitted:Submitted for Approval | Component | Basic Wall:nbl_Int_PlstrbrdGyp-GalvStlStud-PlstrbrdGyp:125067 | nbl_Int_PlstrbrdGyp-GalvStlStud-PlstrbrdGyp | n/a | n/a | Pset_WallCommon | n/a | n/a
LoadBearing | n/a | 1900-12-31T23:59:59 | Submitted:Submitted for Approval | Component | Basic Wall:nbl_Int_PlstrbrdGyp-GalvStlStud-PlstrbrdGyp:125067 | n/a | n/a | n/a | Pset_WallCommon | n/a | n/a | n/a
ExtendToStructure | n/a | 1900-12-31T23:59:59 | Submitted:Submitted for Approval | Component | Basic Wall:nbl_Int_PlstrbrdGyp-GalvStlStud-PlstrbrdGyp:125067 | n/a | n/a | n/a | Pset_WallCommon | n/a | n/a | n/a
IsExternal | n/a | 1900-12-31T23:59:59 | Submitted:Submitted for Approval | Component | Basic Wall:nbl_Int_PlstrbrdGyp-GalvStlStud-PlstrbrdGyp:125067 | n/a | n/a | n/a | Pset_WallCommon | n/a | n/a | n/a
ProductionYear | n/a | 1900-12-31T23:59:59 | Submitted:Submitted for Approval | Component | Basic Wall:nbl_Int_PlstrbrdGyp-GalvStlStud-PlstrbrdGyp:125067 | User to populate | n/a | n/a | Pset_ManufacturerTypeInformation | n/a | n/a
Base Constraint | n/a | 1900-12-31T23:59:59 | Submitted:Submitted for Approval | Component | Basic Wall:nbl_Int_PlstrbrdGyp-GalvStlStud-PlstrbrdGyp:444506 | Level: Ground Floor | n/a | n/a | Constraints | n/a | n/a
Base Extension Distance | n/a | 1900-12-31T23:59:59 | Submitted:Submitted for Approval | Component | Basic Wall:nbl_Int_PlstrbrdGyp-GalvStlStud-PlstrbrdGyp:444506 | 0 | n/a | n/a | Constraints | n/a | n/a | n/a
Base is Attached | n/a | 1900-12-31T23:59:59 | Submitted:Submitted for Approval | Component | Basic Wall:nbl_Int_PlstrbrdGyp-GalvStlStud-PlstrbrdGyp:444506 | n/a | n/a | n/a | Constraints | n/a | n/a | n/a
Base Offset | n/a | 1900-12-31T23:59:59 | Submitted:Submitted for Approval | Component | Basic Wall:nbl_Int_PlstrbrdGyp-GalvStlStud-PlstrbrdGyp:444506 | 0 | n/a | n/a | Constraints | n/a | n/a | n/a
Location Line | n/a | 1900-12-31T23:59:59 | Submitted:Submitted for Approval | Component | Basic Wall:nbl_Int_PlstrbrdGyp-GalvStlStud-PlstrbrdGyp:444506 | Wall Centerline | n/a | n/a | Constraints | n/a | n/a
Related to Mass | n/a | 1900-12-31T23:59:59 | Submitted:Submitted for Approval | Component | Basic Wall:nbl_Int_PlstrbrdGyp-GalvStlStud-PlstrbrdGyp:444506 | n/a | n/a | n/a | Constraints | n/a | n/a | n/a
Room Bounding | n/a | 1900-12-31T23:59:59 | Submitted:Submitted for Approval | Component | Basic Wall:nbl_Int_PlstrbrdGyp-GalvStlStud-PlstrbrdGyp:444506 | TRUE | n/a | n/a | Constraints | n/a | n/a | n/a
Top Extension Distance | n/a | 1900-12-31T23:59:59 | Submitted:Submitted for Approval | Component | Basic Wall:nbl_Int_PlstrbrdGyp-GalvStlStud-PlstrbrdGyp:444506 | 0 | n/a | n/a | Constraints | n/a | n/a | n/a
Top is Attached | n/a | 1900-12-31T23:59:59 | Submitted:Submitted for Approval | Component | Basic Wall:nbl_Int_PlstrbrdGyp-GalvStlStud-PlstrbrdGyp:444506 | n/a | n/a | n/a | Constraints | n/a | n/a | n/a
Top Offset | n/a | 1900-12-31T23:59:59 | Submitted:Submitted for Approval | Component | Basic Wall:nbl_Int_PlstrbrdGyp-GalvStlStud-PlstrbrdGyp:444506 | 0 | n/a | n/a | Constraints | n/a | n/a | n/a
Unconnected Height | n/a | 1900-12-31T23:59:59 | Submitted:Submitted for Approval | Component | Basic Wall:nbl_Int_PlstrbrdGyp-GalvStlStud-PlstrbrdGyp:444506 | 3430 | n/a | n/a | Constraints | n/a | n/a | n/a
Area | n/a | 1900-12-31T23:59:59 | Submitted:Submitted for Approval | Component | Basic Wall:nbl_Int_PlstrbrdGyp-GalvStlStud-PlstrbrdGyp:444506 | 3.6975 | n/a | n/a | Dimensions | n/a | n/a | n/a
Length | n/a | 1900-12-31T23:59:59 | Submitted:Submitted for Approval | Component | Basic Wall:nbl_Int_PlstrbrdGyp-GalvStlStud-PlstrbrdGyp:444506 | 1872.5 | n/a | n/a | Dimensions | n/a | n/a | n/a
Volume | n/a | 1900-12-31T23:59:59 | Submitted:Submitted for Approval | Component | Basic Wall:nbl_Int_PlstrbrdGyp-GalvStlStud-PlstrbrdGyp:444506 | 0.35126 | n/a | n/a | Dimensions | n/a | n/a | n/a
Phase Created | n/a | 1900-12-31T23:59:59 | Submitted:Submitted for Approval | Component | Basic Wall:nbl_Int_PlstrbrdGyp-GalvStlStud-PlstrbrdGyp:444506 | New Construction | n/a | n/a | Phasing | n/a | n/a
Enable Analytical Model | n/a | 1900-12-31T23:59:59 | Submitted:Submitted for Approval | Component | Basic Wall:nbl_Int_PlstrbrdGyp-GalvStlStud-PlstrbrdGyp:444506 | n/a | n/a | n/a | Structural | n/a | n/a | n/a
Structural | n/a | 1900-12-31T23:59:59 | Submitted:Submitted for Approval | Component | Basic Wall:nbl_Int_PlstrbrdGyp-GalvStlStud-PlstrbrdGyp:444506 | n/a | n/a | n/a | Structural | n/a | n/a | n/a
Structural Usage | n/a | 1900-12-31T23:59:59 | Submitted:Submitted for Approval | Component | Basic Wall:nbl_Int_PlstrbrdGyp-GalvStlStud-PlstrbrdGyp:444506 | Non-bearing | n/a | n/a | Structural | n/a | n/a
Reference | n/a | 1900-12-31T23:59:59 | Submitted:Submitted for Approval | Component | Basic Wall:nbl_Int_PlstrbrdGyp-GalvStlStud-PlstrbrdGyp:444506 | nbl_Int_PlstrbrdGyp-GalvStlStud-PlstrbrdGyp | n/a | n/a | Pset_WallCommon | n/a | n/a
LoadBearing | n/a | 1900-12-31T23:59:59 | Submitted:Submitted for Approval | Component | Basic Wall:nbl_Int_PlstrbrdGyp-GalvStlStud-PlstrbrdGyp:444506 | n/a | n/a | n/a | Pset_WallCommon | n/a | n/a | n/a
ExtendToStructure | n/a | 1900-12-31T23:59:59 | Submitted:Submitted for Approval | Component | Basic Wall:nbl_Int_PlstrbrdGyp-GalvStlStud-PlstrbrdGyp:444506 | n/a | n/a | n/a | Pset_WallCommon | n/a | n/a | n/a
IsExternal | n/a | 1900-12-31T23:59:59 | Submitted:Submitted for Approval | Component | Basic Wall:nbl_Int_PlstrbrdGyp-GalvStlStud-PlstrbrdGyp:444506 | n/a | n/a | n/a | Pset_WallCommon | n/a | n/a | n/a
ProductionYear | n/a | 1900-12-31T23:59:59 | Submitted:Submitted for Approval | Component | Basic Wall:nbl_Int_PlstrbrdGyp-GalvStlStud-PlstrbrdGyp:444506 | User to populate | n/a | n/a | Pset_ManufacturerTypeInformation | n/a | n/a
Absorptance | n/a | 1900-12-31T23:59:59 | Submitted:Submitted for Approval | Type | Basic Wall:nbl_Int_Concept_80mm | 0.1 | n/a | n/a | Analytical Properties | n/a | n/a | n/a
Roughness | n/a | 1900-12-31T23:59:59 | Submitted:Submitted for Approval | Type | Basic Wall:nbl_Int_Concept_80mm | 1 | n/a | n/a | Analytical Properties | n/a | n/a | n/a
Function | n/a | 1900-12-31T23:59:59 | Submitted:Submitted for Approval | Type | Basic Wall:nbl_Int_Concept_80mm | Interior | n/a | n/a | Construction | n/a | n/a
Width | n/a | 1900-12-31T23:59:59 | Submitted:Submitted for Approval | Type | Basic Wall:nbl_Int_Concept_80mm | 80 | n/a | n/a | Construction | n/a | n/a | n/a
Wrapping at Ends | n/a | 1900-12-31T23:59:59 | Submitted:Submitted for Approval | Type | Basic Wall:nbl_Int_Concept_80mm | None | n/a | n/a | Construction | n/a | n/a
Wrapping at Inserts | n/a | 1900-12-31T23:59:59 | Submitted:Submitted for Approval | Type | Basic Wall:nbl_Int_Concept_80mm | Both | n/a | n/a | Construction | n/a | n/a
Coarse Scale Fill Color | n/a | 1900-12-31T23:59:59 | Submitted:Submitted for Approval | Type | Basic Wall:nbl_Int_Concept_80mm | 12632256 | n/a | n/a | Graphics | n/a | n/a | n/a
Coarse Scale Fill Pattern | n/a | 1900-12-31T23:59:59 | Submitted:Submitted for Approval | Type | Basic Wall:nbl_Int_Concept_80mm | Solid fill | n/a | n/a | Graphics | n/a | n/a
Assembly Code | n/a | 1900-12-31T23:59:59 | Submitted:Submitted for Approval | Type | Basic Wall:nbl_Int_Concept_80mm |  | n/a | n/a | Identity Data | n/a | n/a
Assembly Description | n/a | 1900-12-31T23:59:59 | Submitted:Submitted for Approval | Type | Basic Wall:nbl_Int_Concept_80mm |  | n/a | n/a | Identity Data | n/a | n/a
Description | n/a | 1900-12-31T23:59:59 | Submitted:Submitted for Approval | Type | Basic Wall:nbl_Int_Concept_80mm | Internal Concept | n/a | n/a | Identity Data | n/a | n/a
Help | n/a | 1900-12-31T23:59:59 | Submitted:Submitted for Approval | Type | Basic Wall:nbl_Int_Concept_80mm | http://www.nationalbimlibrary.com | n/a | n/a | Identity Data | n/a | n/a
IssueDate | n/a | 1900-12-31T23:59:59 | Submitted:Submitted for Approval | Type | Basic Wall:nbl_Int_Concept_80mm | 12/03/07 | n/a | n/a | Identity Data | n/a | n/a
NBSDescription | n/a | 1900-12-31T23:59:59 | Submitted:Submitted for Approval | Type | Basic Wall:nbl_Int_Concept_80mm | User to populate | n/a | n/a | Identity Data | n/a | n/a
NBSReference | n/a | 1900-12-31T23:59:59 | Submitted:Submitted for Approval | Type | Basic Wall:nbl_Int_Concept_80mm | User to populate | n/a | n/a | Identity Data | n/a | n/a
Version | n/a | 1900-12-31T23:59:59 | Submitted:Submitted for Approval | Type | Basic Wall:nbl_Int_Concept_80mm | 1.0 | n/a | n/a | Identity Data | n/a | n/a
Structural Material | n/a | 1900-12-31T23:59:59 | Submitted:Submitted for Approval | Type | Basic Wall:nbl_Int_Concept_80mm | nbl_Concept | n/a | n/a | Materials and Finishes | n/a | n/a
Colour | n/a | 1900-12-31T23:59:59 | Submitted:Submitted for Approval | Type | Basic Wall:nbl_Int_Concept_80mm | User to populate | n/a | n/a | Other | n/a | n/a
Constituents | n/a | 1900-12-31T23:59:59 | Submitted:Submitted for Approval | Type | Basic Wall:nbl_Int_Concept_80mm | User to populate | n/a | n/a | Other | n/a | n/a
Features | n/a | 1900-12-31T23:59:59 | Submitted:Submitted for Approval | Type | Basic Wall:nbl_Int_Concept_80mm | User to populate | n/a | n/a | Other | n/a | n/a
Finish | n/a | 1900-12-31T23:59:59 | Submitted:Submitted for Approval | Type | Basic Wall:nbl_Int_Concept_80mm | User to populate | n/a | n/a | Other | n/a | n/a
Grade | n/a | 1900-12-31T23:59:59 | Submitted:Submitted for Approval | Type | Basic Wall:nbl_Int_Concept_80mm | User to populate | n/a | n/a | Other | n/a | n/a
Material | n/a | 1900-12-31T23:59:59 | Submitted:Submitted for Approval | Type | Basic Wall:nbl_Int_Concept_80mm | User to populate | n/a | n/a | Other | n/a | n/a
NominalHeight | n/a | 1900-12-31T23:59:59 | Submitted:Submitted for Approval | Type | Basic Wall:nbl_Int_Concept_80mm | 0 | n/a | n/a | Other | n/a | n/a | n/a
NominalLength | n/a | 1900-12-31T23:59:59 | Submitted:Submitted for Approval | Type | Basic Wall:nbl_Int_Concept_80mm | 0 | n/a | n/a | Other | n/a | n/a | n/a
NominalWidth | n/a | 1900-12-31T23:59:59 | Submitted:Submitted for Approval | Type | Basic Wall:nbl_Int_Concept_80mm | 0 | n/a | n/a | Other | n/a | n/a | n/a
ProductionYear | n/a | 1900-12-31T23:59:59 | Submitted:Submitted for Approval | Type | Basic Wall:nbl_Int_Concept_80mm | User to populate | n/a | n/a | Other | n/a | n/a
ReplacementCost | n/a | 1900-12-31T23:59:59 | Submitted:Submitted for Approval | Type | Basic Wall:nbl_Int_Concept_80mm | User to populate | n/a | n/a | Other | n/a | n/a
ServiceLifeDuration | n/a | 1900-12-31T23:59:59 | Submitted:Submitted for Approval | Type | Basic Wall:nbl_Int_Concept_80mm | User to populate | n/a | n/a | Other | n/a | n/a
Shape | n/a | 1900-12-31T23:59:59 | Submitted:Submitted for Approval | Type | Basic Wall:nbl_Int_Concept_80mm | User to populate | n/a | n/a | Other | n/a | n/a
Size | n/a | 1900-12-31T23:59:59 | Submitted:Submitted for Approval | Type | Basic Wall:nbl_Int_Concept_80mm | User to populate | n/a | n/a | Other | n/a | n/a
WarrantyDescription | n/a | 1900-12-31T23:59:59 | Submitted:Submitted for Approval | Type | Basic Wall:nbl_Int_Concept_80mm | User to populate | n/a | n/a | Other | n/a | n/a
WarrantyDurationLabour | n/a | 1900-12-31T23:59:59 | Submitted:Submitted for Approval | Type | Basic Wall:nbl_Int_Concept_80mm | User to populate | n/a | n/a | Other | n/a | n/a
WarrantyDurationParts | n/a | 1900-12-31T23:59:59 | Submitted:Submitted for Approval | Type | Basic Wall:nbl_Int_Concept_80mm | User to populate | n/a | n/a | Other | n/a | n/a
WarrantyGuarantorLabour | n/a | 1900-12-31T23:59:59 | Submitted:Submitted for Approval | Type | Basic Wall:nbl_Int_Concept_80mm | User to populate | n/a | n/a | Other | n/a | n/a
WarrantyGuarantorParts | n/a | 1900-12-31T23:59:59 | Submitted:Submitted for Approval | Type | Basic Wall:nbl_Int_Concept_80mm | User to populate | n/a | n/a | Other | n/a | n/a
Base Constraint | n/a | 1900-12-31T23:59:59 | Submitted:Submitted for Approval | Component | Basic Wall:nbl_Int_Concept_80mm:125016 | Level: Ground Floor | n/a | n/a | Constraints | n/a | n/a
Base Extension Distance | n/a | 1900-12-31T23:59:59 | Submitted:Submitted for Approval | Component | Basic Wall:nbl_Int_Concept_80mm:125016 | 0 | n/a | n/a | Constraints | n/a | n/a | n/a
Base is Attached | n/a | 1900-12-31T23:59:59 | Submitted:Submitted for Approval | Component | Basic Wall:nbl_Int_Concept_80mm:125016 | n/a | n/a | n/a | Constraints | n/a | n/a | n/a
Base Offset | n/a | 1900-12-31T23:59:59 | Submitted:Submitted for Approval | Component | Basic Wall:nbl_Int_Concept_80mm:125016 | 0 | n/a | n/a | Constraints | n/a | n/a | n/a
Location Line | n/a | 1900-12-31T23:59:59 | Submitted:Submitted for Approval | Component | Basic Wall:nbl_Int_Concept_80mm:125016 | Finish Face: Exterior | n/a | n/a | Constraints | n/a | n/a
Related to Mass | n/a | 1900-12-31T23:59:59 | Submitted:Submitted for Approval | Component | Basic Wall:nbl_Int_Concept_80mm:125016 | n/a | n/a | n/a | Constraints | n/a | n/a | n/a
Room Bounding | n/a | 1900-12-31T23:59:59 | Submitted:Submitted for Approval | Component | Basic Wall:nbl_Int_Concept_80mm:125016 | TRUE | n/a | n/a | Constraints | n/a | n/a | n/a
Top Constraint | n/a | 1900-12-31T23:59:59 | Submitted:Submitted for Approval | Component | Basic Wall:nbl_Int_Concept_80mm:125016 | Level: Lower Roof - Slab Level | n/a | n/a | Constraints | n/a | n/a
Top Extension Distance | n/a | 1900-12-31T23:59:59 | Submitted:Submitted for Approval | Component | Basic Wall:nbl_Int_Concept_80mm:125016 | 0 | n/a | n/a | Constraints | n/a | n/a | n/a
Top is Attached | n/a | 1900-12-31T23:59:59 | Submitted:Submitted for Approval | Component | Basic Wall:nbl_Int_Concept_80mm:125016 | n/a | n/a | n/a | Constraints | n/a | n/a | n/a
Top Offset | n/a | 1900-12-31T23:59:59 | Submitted:Submitted for Approval | Component | Basic Wall:nbl_Int_Concept_80mm:125016 | -300 | n/a | n/a | Constraints | n/a | n/a | n/a
Unconnected Height | n/a | 1900-12-31T23:59:59 | Submitted:Submitted for Approval | Component | Basic Wall:nbl_Int_Concept_80mm:125016 | 2900 | n/a | n/a | Constraints | n/a | n/a | n/a
Area | n/a | 1900-12-31T23:59:59 | Submitted:Submitted for Approval | Component | Basic Wall:nbl_Int_Concept_80mm:125016 | 3.016 | n/a | n/a | Dimensions | n/a | n/a | n/a
Length | n/a | 1900-12-31T23:59:59 | Submitted:Submitted for Approval | Component | Basic Wall:nbl_Int_Concept_80mm:125016 | 1220 | n/a | n/a | Dimensions | n/a | n/a | n/a
Volume | n/a | 1900-12-31T23:59:59 | Submitted:Submitted for Approval | Component | Basic Wall:nbl_Int_Concept_80mm:125016 | 0.24128 | n/a | n/a | Dimensions | n/a | n/a | n/a
Phase Created | n/a | 1900-12-31T23:59:59 | Submitted:Submitted for Approval | Component | Basic Wall:nbl_Int_Concept_80mm:125016 | New Construction | n/a | n/a | Phasing | n/a | n/a
Enable Analytical Model | n/a | 1900-12-31T23:59:59 | Submitted:Submitted for Approval | Component | Basic Wall:nbl_Int_Concept_80mm:125016 | n/a | n/a | n/a | Structural | n/a | n/a | n/a
Structural | n/a | 1900-12-31T23:59:59 | Submitted:Submitted for Approval | Component | Basic Wall:nbl_Int_Concept_80mm:125016 | n/a | n/a | n/a | Structural | n/a | n/a | n/a
Structural Usage | n/a | 1900-12-31T23:59:59 | Submitted:Submitted for Approval | Component | Basic Wall:nbl_Int_Concept_80mm:125016 | Non-bearing | n/a | n/a | Structural | n/a | n/a
Reference | n/a | 1900-12-31T23:59:59 | Submitted:Submitted for Approval | Component | Basic Wall:nbl_Int_Concept_80mm:125016 | nbl_Int_Concept_80mm | n/a | n/a | Pset_WallCommon | n/a | n/a
LoadBearing | n/a | 1900-12-31T23:59:59 | Submitted:Submitted for Approval | Component | Basic Wall:nbl_Int_Concept_80mm:125016 | n/a | n/a | n/a | Pset_WallCommon | n/a | n/a | n/a
ExtendToStructure | n/a | 1900-12-31T23:59:59 | Submitted:Submitted for Approval | Component | Basic Wall:nbl_Int_Concept_80mm:125016 | n/a | n/a | n/a | Pset_WallCommon | n/a | n/a | n/a
IsExternal | n/a | 1900-12-31T23:59:59 | Submitted:Submitted for Approval | Component | Basic Wall:nbl_Int_Concept_80mm:125016 | n/a | n/a | n/a | Pset_WallCommon | n/a | n/a | n/a
ProductionYear | n/a | 1900-12-31T23:59:59 | Submitted:Submitted for Approval | Component | Basic Wall:nbl_Int_Concept_80mm:125016 | User to populate | n/a | n/a | Pset_ManufacturerTypeInformation | n/a | n/a
Base Constraint | n/a | 1900-12-31T23:59:59 | Submitted:Submitted for Approval | Component | Basic Wall:nbl_Int_Concept_80mm:125147 | Level: Ground Floor | n/a | n/a | Constraints | n/a | n/a
Base Extension Distance | n/a | 1900-12-31T23:59:59 | Submitted:Submitted for Approval | Component | Basic Wall:nbl_Int_Concept_80mm:125147 | 0 | n/a | n/a | Constraints | n/a | n/a | n/a
Base is Attached | n/a | 1900-12-31T23:59:59 | Submitted:Submitted for Approval | Component | Basic Wall:nbl_Int_Concept_80mm:125147 | n/a | n/a | n/a | Constraints | n/a | n/a | n/a
Base Offset | n/a | 1900-12-31T23:59:59 | Submitted:Submitted for Approval | Component | Basic Wall:nbl_Int_Concept_80mm:125147 | 0 | n/a | n/a | Constraints | n/a | n/a | n/a
Location Line | n/a | 1900-12-31T23:59:59 | Submitted:Submitted for Approval | Component | Basic Wall:nbl_Int_Concept_80mm:125147 | Finish Face: Exterior | n/a | n/a | Constraints | n/a | n/a
Related to Mass | n/a | 1900-12-31T23:59:59 | Submitted:Submitted for Approval | Component | Basic Wall:nbl_Int_Concept_80mm:125147 | n/a | n/a | n/a | Constraints | n/a | n/a | n/a
Room Bounding | n/a | 1900-12-31T23:59:59 | Submitted:Submitted for Approval | Component | Basic Wall:nbl_Int_Concept_80mm:125147 | TRUE | n/a | n/a | Constraints | n/a | n/a | n/a
Top Constraint | n/a | 1900-12-31T23:59:59 | Submitted:Submitted for Approval | Component | Basic Wall:nbl_Int_Concept_80mm:125147 | Level: Lower Roof - Slab Level | n/a | n/a | Constraints | n/a | n/a
Top Extension Distance | n/a | 1900-12-31T23:59:59 | Submitted:Submitted for Approval | Component | Basic Wall:nbl_Int_Concept_80mm:125147 | 0 | n/a | n/a | Constraints | n/a | n/a | n/a
Top is Attached | n/a | 1900-12-31T23:59:59 | Submitted:Submitted for Approval | Component | Basic Wall:nbl_Int_Concept_80mm:125147 | n/a | n/a | n/a | Constraints | n/a | n/a | n/a
Top Offset | n/a | 1900-12-31T23:59:59 | Submitted:Submitted for Approval | Component | Basic Wall:nbl_Int_Concept_80mm:125147 | -300 | n/a | n/a | Constraints | n/a | n/a | n/a
Unconnected Height | n/a | 1900-12-31T23:59:59 | Submitted:Submitted for Approval | Component | Basic Wall:nbl_Int_Concept_80mm:125147 | 2900 | n/a | n/a | Constraints | n/a | n/a | n/a
Area | n/a | 1900-12-31T23:59:59 | Submitted:Submitted for Approval | Component | Basic Wall:nbl_Int_Concept_80mm:125147 | 4.7655 | n/a | n/a | Dimensions | n/a | n/a | n/a
Length | n/a | 1900-12-31T23:59:59 | Submitted:Submitted for Approval | Component | Basic Wall:nbl_Int_Concept_80mm:125147 | 1823.2756 | n/a | n/a | Dimensions | n/a | n/a | n/a
Volume | n/a | 1900-12-31T23:59:59 | Submitted:Submitted for Approval | Component | Basic Wall:nbl_Int_Concept_80mm:125147 | 0.38124 | n/a | n/a | Dimensions | n/a | n/a | n/a
FireRating | n/a | 1900-12-31T23:59:59 | Submitted:Submitted for Approval | Component | Basic Wall:nbl_Int_Concept_80mm:125147 | 45 | n/a | n/a | Fire Protection | n/a | n/a
Phase Created | n/a | 1900-12-31T23:59:59 | Submitted:Submitted for Approval | Component | Basic Wall:nbl_Int_Concept_80mm:125147 | New Construction | n/a | n/a | Phasing | n/a | n/a
Enable Analytical Model | n/a | 1900-12-31T23:59:59 | Submitted:Submitted for Approval | Component | Basic Wall:nbl_Int_Concept_80mm:125147 | n/a | n/a | n/a | Structural | n/a | n/a | n/a
Structural | n/a | 1900-12-31T23:59:59 | Submitted:Submitted for Approval | Component | Basic Wall:nbl_Int_Concept_80mm:125147 | n/a | n/a | n/a | Structural | n/a | n/a | n/a
Structural Usage | n/a | 1900-12-31T23:59:59 | Submitted:Submitted for Approval | Component | Basic Wall:nbl_Int_Concept_80mm:125147 | Non-bearing | n/a | n/a | Structural | n/a | n/a
Reference | n/a | 1900-12-31T23:59:59 | Submitted:Submitted for Approval | Component | Basic Wall:nbl_Int_Concept_80mm:125147 | nbl_Int_Concept_80mm | n/a | n/a | Pset_WallCommon | n/a | n/a
LoadBearing | n/a | 1900-12-31T23:59:59 | Submitted:Submitted for Approval | Component | Basic Wall:nbl_Int_Concept_80mm:125147 | n/a | n/a | n/a | Pset_WallCommon | n/a | n/a | n/a
ExtendToStructure | n/a | 1900-12-31T23:59:59 | Submitted:Submitted for Approval | Component | Basic Wall:nbl_Int_Concept_80mm:125147 | n/a | n/a | n/a | Pset_WallCommon | n/a | n/a | n/a
IsExternal | n/a | 1900-12-31T23:59:59 | Submitted:Submitted for Approval | Component | Basic Wall:nbl_Int_Concept_80mm:125147 | n/a | n/a | n/a | Pset_WallCommon | n/a | n/a | n/a
FireRating | n/a | 1900-12-31T23:59:59 | Submitted:Submitted for Approval | Component | Basic Wall:nbl_Int_Concept_80mm:125147 | 45 | n/a | n/a | Pset_WallCommon | n/a | n/a
ProductionYear | n/a | 1900-12-31T23:59:59 | Submitted:Submitted for Approval | Component | Basic Wall:nbl_Int_Concept_80mm:125147 | User to populate | n/a | n/a | Pset_ManufacturerTypeInformation | n/a | n/a
Base Constraint | n/a | 1900-12-31T23:59:59 | Submitted:Submitted for Approval | Component | Basic Wall:nbl_Int_Concept_80mm:125531 | Level: Ground Floor | n/a | n/a | Constraints | n/a | n/a
Base Extension Distance | n/a | 1900-12-31T23:59:59 | Submitted:Submitted for Approval | Component | Basic Wall:nbl_Int_Concept_80mm:125531 | 0 | n/a | n/a | Constraints | n/a | n/a | n/a
Base is Attached | n/a | 1900-12-31T23:59:59 | Submitted:Submitted for Approval | Component | Basic Wall:nbl_Int_Concept_80mm:125531 | n/a | n/a | n/a | Constraints | n/a | n/a | n/a
Base Offset | n/a | 1900-12-31T23:59:59 | Submitted:Submitted for Approval | Component | Basic Wall:nbl_Int_Concept_80mm:125531 | 0 | n/a | n/a | Constraints | n/a | n/a | n/a
Location Line | n/a | 1900-12-31T23:59:59 | Submitted:Submitted for Approval | Component | Basic Wall:nbl_Int_Concept_80mm:125531 | Finish Face: Exterior | n/a | n/a | Constraints | n/a | n/a
Related to Mass | n/a | 1900-12-31T23:59:59 | Submitted:Submitted for Approval | Component | Basic Wall:nbl_Int_Concept_80mm:125531 | n/a | n/a | n/a | Constraints | n/a | n/a | n/a
Room Bounding | n/a | 1900-12-31T23:59:59 | Submitted:Submitted for Approval | Component | Basic Wall:nbl_Int_Concept_80mm:125531 | TRUE | n/a | n/a | Constraints | n/a | n/a | n/a
Top Constraint | n/a | 1900-12-31T23:59:59 | Submitted:Submitted for Approval | Component | Basic Wall:nbl_Int_Concept_80mm:125531 | Level: Lower Roof - Slab Level | n/a | n/a | Constraints | n/a | n/a
Top Extension Distance | n/a | 1900-12-31T23:59:59 | Submitted:Submitted for Approval | Component | Basic Wall:nbl_Int_Concept_80mm:125531 | 0 | n/a | n/a | Constraints | n/a | n/a | n/a
Top is Attached | n/a | 1900-12-31T23:59:59 | Submitted:Submitted for Approval | Component | Basic Wall:nbl_Int_Concept_80mm:125531 | n/a | n/a | n/a | Constraints | n/a | n/a | n/a
Top Offset | n/a | 1900-12-31T23:59:59 | Submitted:Submitted for Approval | Component | Basic Wall:nbl_Int_Concept_80mm:125531 | -300 | n/a | n/a | Constraints | n/a | n/a | n/a
Unconnected Height | n/a | 1900-12-31T23:59:59 | Submitted:Submitted for Approval | Component | Basic Wall:nbl_Int_Concept_80mm:125531 | 2900 | n/a | n/a | Constraints | n/a | n/a | n/a
Area | n/a | 1900-12-31T23:59:59 | Submitted:Submitted for Approval | Component | Basic Wall:nbl_Int_Concept_80mm:125531 | 10.15 | n/a | n/a | Dimensions | n/a | n/a | n/a
Length | n/a | 1900-12-31T23:59:59 | Submitted:Submitted for Approval | Component | Basic Wall:nbl_Int_Concept_80mm:125531 | 3500 | n/a | n/a | Dimensions | n/a | n/a | n/a
Volume | n/a | 1900-12-31T23:59:59 | Submitted:Submitted for Approval | Component | Basic Wall:nbl_Int_Concept_80mm:125531 | 0.812 | n/a | n/a | Dimensions | n/a | n/a | n/a
Phase Created | n/a | 1900-12-31T23:59:59 | Submitted:Submitted for Approval | Component | Basic Wall:nbl_Int_Concept_80mm:125531 | New Construction | n/a | n/a | Phasing | n/a | n/a
Enable Analytical Model | n/a | 1900-12-31T23:59:59 | Submitted:Submitted for Approval | Component | Basic Wall:nbl_Int_Concept_80mm:125531 | n/a | n/a | n/a | Structural | n/a | n/a | n/a
Structural | n/a | 1900-12-31T23:59:59 | Submitted:Submitted for Approval | Component | Basic Wall:nbl_Int_Concept_80mm:125531 | n/a | n/a | n/a | Structural | n/a | n/a | n/a
Structural Usage | n/a | 1900-12-31T23:59:59 | Submitted:Submitted for Approval | Component | Basic Wall:nbl_Int_Concept_80mm:125531 | Non-bearing | n/a | n/a | Structural | n/a | n/a
Reference | n/a | 1900-12-31T23:59:59 | Submitted:Submitted for Approval | Component | Basic Wall:nbl_Int_Concept_80mm:125531 | nbl_Int_Concept_80mm | n/a | n/a | Pset_WallCommon | n/a | n/a
LoadBearing | n/a | 1900-12-31T23:59:59 | Submitted:Submitted for Approval | Component | Basic Wall:nbl_Int_Concept_80mm:125531 | n/a | n/a | n/a | Pset_WallCommon | n/a | n/a | n/a
ExtendToStructure | n/a | 1900-12-31T23:59:59 | Submitted:Submitted for Approval | Component | Basic Wall:nbl_Int_Concept_80mm:125531 | n/a | n/a | n/a | Pset_WallCommon | n/a | n/a | n/a
IsExternal | n/a | 1900-12-31T23:59:59 | Submitted:Submitted for Approval | Component | Basic Wall:nbl_Int_Concept_80mm:125531 | n/a | n/a | n/a | Pset_WallCommon | n/a | n/a | n/a
ProductionYear | n/a | 1900-12-31T23:59:59 | Submitted:Submitted for Approval | Component | Basic Wall:nbl_Int_Concept_80mm:125531 | User to populate | n/a | n/a | Pset_ManufacturerTypeInformation | n/a | n/a
Base Constraint | n/a | 1900-12-31T23:59:59 | Submitted:Submitted for Approval | Component | Basic Wall:nbl_Int_Concept_80mm:143675 | Level: Ground Floor | n/a | n/a | Constraints | n/a | n/a
Base Extension Distance | n/a | 1900-12-31T23:59:59 | Submitted:Submitted for Approval | Component | Basic Wall:nbl_Int_Concept_80mm:143675 | 0 | n/a | n/a | Constraints | n/a | n/a | n/a
Base is Attached | n/a | 1900-12-31T23:59:59 | Submitted:Submitted for Approval | Component | Basic Wall:nbl_Int_Concept_80mm:143675 | n/a | n/a | n/a | Constraints | n/a | n/a | n/a
Base Offset | n/a | 1900-12-31T23:59:59 | Submitted:Submitted for Approval | Component | Basic Wall:nbl_Int_Concept_80mm:143675 | 0 | n/a | n/a | Constraints | n/a | n/a | n/a
Location Line | n/a | 1900-12-31T23:59:59 | Submitted:Submitted for Approval | Component | Basic Wall:nbl_Int_Concept_80mm:143675 | Finish Face: Exterior | n/a | n/a | Constraints | n/a | n/a
Related to Mass | n/a | 1900-12-31T23:59:59 | Submitted:Submitted for Approval | Component | Basic Wall:nbl_Int_Concept_80mm:143675 | n/a | n/a | n/a | Constraints | n/a | n/a | n/a
Room Bounding | n/a | 1900-12-31T23:59:59 | Submitted:Submitted for Approval | Component | Basic Wall:nbl_Int_Concept_80mm:143675 | TRUE | n/a | n/a | Constraints | n/a | n/a | n/a
Top Constraint | n/a | 1900-12-31T23:59:59 | Submitted:Submitted for Approval | Component | Basic Wall:nbl_Int_Concept_80mm:143675 | Level: Lower Roof - Slab Level | n/a | n/a | Constraints | n/a | n/a
Top Extension Distance | n/a | 1900-12-31T23:59:59 | Submitted:Submitted for Approval | Component | Basic Wall:nbl_Int_Concept_80mm:143675 | 0 | n/a | n/a | Constraints | n/a | n/a | n/a
Top is Attached | n/a | 1900-12-31T23:59:59 | Submitted:Submitted for Approval | Component | Basic Wall:nbl_Int_Concept_80mm:143675 | n/a | n/a | n/a | Constraints | n/a | n/a | n/a
Top Offset | n/a | 1900-12-31T23:59:59 | Submitted:Submitted for Approval | Component | Basic Wall:nbl_Int_Concept_80mm:143675 | -300 | n/a | n/a | Constraints | n/a | n/a | n/a
Unconnected Height | n/a | 1900-12-31T23:59:59 | Submitted:Submitted for Approval | Component | Basic Wall:nbl_Int_Concept_80mm:143675 | 2900 | n/a | n/a | Constraints | n/a | n/a | n/a
Area | n/a | 1900-12-31T23:59:59 | Submitted:Submitted for Approval | Component | Basic Wall:nbl_Int_Concept_80mm:143675 | 6.5395 | n/a | n/a | Dimensions | n/a | n/a | n/a
Length | n/a | 1900-12-31T23:59:59 | Submitted:Submitted for Approval | Component | Basic Wall:nbl_Int_Concept_80mm:143675 | 2255 | n/a | n/a | Dimensions | n/a | n/a | n/a
Volume | n/a | 1900-12-31T23:59:59 | Submitted:Submitted for Approval | Component | Basic Wall:nbl_Int_Concept_80mm:143675 | 0.52316 | n/a | n/a | Dimensions | n/a | n/a | n/a
Phase Created | n/a | 1900-12-31T23:59:59 | Submitted:Submitted for Approval | Component | Basic Wall:nbl_Int_Concept_80mm:143675 | New Construction | n/a | n/a | Phasing | n/a | n/a
Enable Analytical Model | n/a | 1900-12-31T23:59:59 | Submitted:Submitted for Approval | Component | Basic Wall:nbl_Int_Concept_80mm:143675 | n/a | n/a | n/a | Structural | n/a | n/a | n/a
Structural | n/a | 1900-12-31T23:59:59 | Submitted:Submitted for Approval | Component | Basic Wall:nbl_Int_Concept_80mm:143675 | n/a | n/a | n/a | Structural | n/a | n/a | n/a
Structural Usage | n/a | 1900-12-31T23:59:59 | Submitted:Submitted for Approval | Component | Basic Wall:nbl_Int_Concept_80mm:143675 | Non-bearing | n/a | n/a | Structural | n/a | n/a
Reference | n/a | 1900-12-31T23:59:59 | Submitted:Submitted for Approval | Component | Basic Wall:nbl_Int_Concept_80mm:143675 | nbl_Int_Concept_80mm | n/a | n/a | Pset_WallCommon | n/a | n/a
LoadBearing | n/a | 1900-12-31T23:59:59 | Submitted:Submitted for Approval | Component | Basic Wall:nbl_Int_Concept_80mm:143675 | n/a | n/a | n/a | Pset_WallCommon | n/a | n/a | n/a
ExtendToStructure | n/a | 1900-12-31T23:59:59 | Submitted:Submitted for Approval | Component | Basic Wall:nbl_Int_Concept_80mm:143675 | n/a | n/a | n/a | Pset_WallCommon | n/a | n/a | n/a
IsExternal | n/a | 1900-12-31T23:59:59 | Submitted:Submitted for Approval | Component | Basic Wall:nbl_Int_Concept_80mm:143675 | n/a | n/a | n/a | Pset_WallCommon | n/a | n/a | n/a
ProductionYear | n/a | 1900-12-31T23:59:59 | Submitted:Submitted for Approval | Component | Basic Wall:nbl_Int_Concept_80mm:143675 | User to populate | n/a | n/a | Pset_ManufacturerTypeInformation | n/a | n/a
Base Constraint | n/a | 1900-12-31T23:59:59 | Submitted:Submitted for Approval | Component | Basic Wall:nbl_Int_Concept_80mm:262676 | Level: Ground Floor | n/a | n/a | Constraints | n/a | n/a
Base Extension Distance | n/a | 1900-12-31T23:59:59 | Submitted:Submitted for Approval | Component | Basic Wall:nbl_Int_Concept_80mm:262676 | 0 | n/a | n/a | Constraints | n/a | n/a | n/a
Base is Attached | n/a | 1900-12-31T23:59:59 | Submitted:Submitted for Approval | Component | Basic Wall:nbl_Int_Concept_80mm:262676 | n/a | n/a | n/a | Constraints | n/a | n/a | n/a
Base Offset | n/a | 1900-12-31T23:59:59 | Submitted:Submitted for Approval | Component | Basic Wall:nbl_Int_Concept_80mm:262676 | 0 | n/a | n/a | Constraints | n/a | n/a | n/a
Location Line | n/a | 1900-12-31T23:59:59 | Submitted:Submitted for Approval | Component | Basic Wall:nbl_Int_Concept_80mm:262676 | Finish Face: Exterior | n/a | n/a | Constraints | n/a | n/a
Related to Mass | n/a | 1900-12-31T23:59:59 | Submitted:Submitted for Approval | Component | Basic Wall:nbl_Int_Concept_80mm:262676 | n/a | n/a | n/a | Constraints | n/a | n/a | n/a
Room Bounding | n/a | 1900-12-31T23:59:59 | Submitted:Submitted for Approval | Component | Basic Wall:nbl_Int_Concept_80mm:262676 | TRUE | n/a | n/a | Constraints | n/a | n/a | n/a
Top Constraint | n/a | 1900-12-31T23:59:59 | Submitted:Submitted for Approval | Component | Basic Wall:nbl_Int_Concept_80mm:262676 | Level: Lower Roof - Slab Level | n/a | n/a | Constraints | n/a | n/a
Top Extension Distance | n/a | 1900-12-31T23:59:59 | Submitted:Submitted for Approval | Component | Basic Wall:nbl_Int_Concept_80mm:262676 | 0 | n/a | n/a | Constraints | n/a | n/a | n/a
Top is Attached | n/a | 1900-12-31T23:59:59 | Submitted:Submitted for Approval | Component | Basic Wall:nbl_Int_Concept_80mm:262676 | n/a | n/a | n/a | Constraints | n/a | n/a | n/a
Top Offset | n/a | 1900-12-31T23:59:59 | Submitted:Submitted for Approval | Component | Basic Wall:nbl_Int_Concept_80mm:262676 | -300 | n/a | n/a | Constraints | n/a | n/a | n/a
Unconnected Height | n/a | 1900-12-31T23:59:59 | Submitted:Submitted for Approval | Component | Basic Wall:nbl_Int_Concept_80mm:262676 | 2900 | n/a | n/a | Constraints | n/a | n/a | n/a
Area | n/a | 1900-12-31T23:59:59 | Submitted:Submitted for Approval | Component | Basic Wall:nbl_Int_Concept_80mm:262676 | 5.075 | n/a | n/a | Dimensions | n/a | n/a | n/a
Length | n/a | 1900-12-31T23:59:59 | Submitted:Submitted for Approval | Component | Basic Wall:nbl_Int_Concept_80mm:262676 | 1750 | n/a | n/a | Dimensions | n/a | n/a | n/a
Volume | n/a | 1900-12-31T23:59:59 | Submitted:Submitted for Approval | Component | Basic Wall:nbl_Int_Concept_80mm:262676 | 0.406 | n/a | n/a | Dimensions | n/a | n/a | n/a
Phase Created | n/a | 1900-12-31T23:59:59 | Submitted:Submitted for Approval | Component | Basic Wall:nbl_Int_Concept_80mm:262676 | New Construction | n/a | n/a | Phasing | n/a | n/a
Enable Analytical Model | n/a | 1900-12-31T23:59:59 | Submitted:Submitted for Approval | Component | Basic Wall:nbl_Int_Concept_80mm:262676 | n/a | n/a | n/a | Structural | n/a | n/a | n/a
Structural | n/a | 1900-12-31T23:59:59 | Submitted:Submitted for Approval | Component | Basic Wall:nbl_Int_Concept_80mm:262676 | n/a | n/a | n/a | Structural | n/a | n/a | n/a
Structural Usage | n/a | 1900-12-31T23:59:59 | Submitted:Submitted for Approval | Component | Basic Wall:nbl_Int_Concept_80mm:262676 | Non-bearing | n/a | n/a | Structural | n/a | n/a
Reference | n/a | 1900-12-31T23:59:59 | Submitted:Submitted for Approval | Component | Basic Wall:nbl_Int_Concept_80mm:262676 | nbl_Int_Concept_80mm | n/a | n/a | Pset_WallCommon | n/a | n/a
LoadBearing | n/a | 1900-12-31T23:59:59 | Submitted:Submitted for Approval | Component | Basic Wall:nbl_Int_Concept_80mm:262676 | n/a | n/a | n/a | Pset_WallCommon | n/a | n/a | n/a
ExtendToStructure | n/a | 1900-12-31T23:59:59 | Submitted:Submitted for Approval | Component | Basic Wall:nbl_Int_Concept_80mm:262676 | n/a | n/a | n/a | Pset_WallCommon | n/a | n/a | n/a
IsExternal | n/a | 1900-12-31T23:59:59 | Submitted:Submitted for Approval | Component | Basic Wall:nbl_Int_Concept_80mm:262676 | n/a | n/a | n/a | Pset_WallCommon | n/a | n/a | n/a
ProductionYear | n/a | 1900-12-31T23:59:59 | Submitted:Submitted for Approval | Component | Basic Wall:nbl_Int_Concept_80mm:262676 | User to populate | n/a | n/a | Pset_ManufacturerTypeInformation | n/a | n/a
Base Constraint | n/a | 1900-12-31T23:59:59 | Submitted:Submitted for Approval | Component | Basic Wall:nbl_Int_Concept_80mm:263880 | Level: Ground Floor | n/a | n/a | Constraints | n/a | n/a
Base Extension Distance | n/a | 1900-12-31T23:59:59 | Submitted:Submitted for Approval | Component | Basic Wall:nbl_Int_Concept_80mm:263880 | 0 | n/a | n/a | Constraints | n/a | n/a | n/a
Base is Attached | n/a | 1900-12-31T23:59:59 | Submitted:Submitted for Approval | Component | Basic Wall:nbl_Int_Concept_80mm:263880 | n/a | n/a | n/a | Constraints | n/a | n/a | n/a
Base Offset | n/a | 1900-12-31T23:59:59 | Submitted:Submitted for Approval | Component | Basic Wall:nbl_Int_Concept_80mm:263880 | 0 | n/a | n/a | Constraints | n/a | n/a | n/a
Location Line | n/a | 1900-12-31T23:59:59 | Submitted:Submitted for Approval | Component | Basic Wall:nbl_Int_Concept_80mm:263880 | Finish Face: Exterior | n/a | n/a | Constraints | n/a | n/a
Related to Mass | n/a | 1900-12-31T23:59:59 | Submitted:Submitted for Approval | Component | Basic Wall:nbl_Int_Concept_80mm:263880 | n/a | n/a | n/a | Constraints | n/a | n/a | n/a
Room Bounding | n/a | 1900-12-31T23:59:59 | Submitted:Submitted for Approval | Component | Basic Wall:nbl_Int_Concept_80mm:263880 | TRUE | n/a | n/a | Constraints | n/a | n/a | n/a
Top Constraint | n/a | 1900-12-31T23:59:59 | Submitted:Submitted for Approval | Component | Basic Wall:nbl_Int_Concept_80mm:263880 | Level: Lower Roof - Slab Level | n/a | n/a | Constraints | n/a | n/a
Top Extension Distance | n/a | 1900-12-31T23:59:59 | Submitted:Submitted for Approval | Component | Basic Wall:nbl_Int_Concept_80mm:263880 | 0 | n/a | n/a | Constraints | n/a | n/a | n/a
Top is Attached | n/a | 1900-12-31T23:59:59 | Submitted:Submitted for Approval | Component | Basic Wall:nbl_Int_Concept_80mm:263880 | n/a | n/a | n/a | Constraints | n/a | n/a | n/a
Top Offset | n/a | 1900-12-31T23:59:59 | Submitted:Submitted for Approval | Component | Basic Wall:nbl_Int_Concept_80mm:263880 | -300 | n/a | n/a | Constraints | n/a | n/a | n/a
Unconnected Height | n/a | 1900-12-31T23:59:59 | Submitted:Submitted for Approval | Component | Basic Wall:nbl_Int_Concept_80mm:263880 | 2900 | n/a | n/a | Constraints | n/a | n/a | n/a
Area | n/a | 1900-12-31T23:59:59 | Submitted:Submitted for Approval | Component | Basic Wall:nbl_Int_Concept_80mm:263880 | 4.7655 | n/a | n/a | Dimensions | n/a | n/a | n/a
Length | n/a | 1900-12-31T23:59:59 | Submitted:Submitted for Approval | Component | Basic Wall:nbl_Int_Concept_80mm:263880 | 1823.2756 | n/a | n/a | Dimensions | n/a | n/a | n/a
Volume | n/a | 1900-12-31T23:59:59 | Submitted:Submitted for Approval | Component | Basic Wall:nbl_Int_Concept_80mm:263880 | 0.38124 | n/a | n/a | Dimensions | n/a | n/a | n/a
Phase Created | n/a | 1900-12-31T23:59:59 | Submitted:Submitted for Approval | Component | Basic Wall:nbl_Int_Concept_80mm:263880 | New Construction | n/a | n/a | Phasing | n/a | n/a
Enable Analytical Model | n/a | 1900-12-31T23:59:59 | Submitted:Submitted for Approval | Component | Basic Wall:nbl_Int_Concept_80mm:263880 | n/a | n/a | n/a | Structural | n/a | n/a | n/a
Structural | n/a | 1900-12-31T23:59:59 | Submitted:Submitted for Approval | Component | Basic Wall:nbl_Int_Concept_80mm:263880 | n/a | n/a | n/a | Structural | n/a | n/a | n/a
Structural Usage | n/a | 1900-12-31T23:59:59 | Submitted:Submitted for Approval | Component | Basic Wall:nbl_Int_Concept_80mm:263880 | Non-bearing | n/a | n/a | Structural | n/a | n/a
Reference | n/a | 1900-12-31T23:59:59 | Submitted:Submitted for Approval | Component | Basic Wall:nbl_Int_Concept_80mm:263880 | nbl_Int_Concept_80mm | n/a | n/a | Pset_WallCommon | n/a | n/a
LoadBearing | n/a | 1900-12-31T23:59:59 | Submitted:Submitted for Approval | Component | Basic Wall:nbl_Int_Concept_80mm:263880 | n/a | n/a | n/a | Pset_WallCommon | n/a | n/a | n/a
ExtendToStructure | n/a | 1900-12-31T23:59:59 | Submitted:Submitted for Approval | Component | Basic Wall:nbl_Int_Concept_80mm:263880 | n/a | n/a | n/a | Pset_WallCommon | n/a | n/a | n/a
IsExternal | n/a | 1900-12-31T23:59:59 | Submitted:Submitted for Approval | Component | Basic Wall:nbl_Int_Concept_80mm:263880 | n/a | n/a | n/a | Pset_WallCommon | n/a | n/a | n/a
ProductionYear | n/a | 1900-12-31T23:59:59 | Submitted:Submitted for Approval | Component | Basic Wall:nbl_Int_Concept_80mm:263880 | User to populate | n/a | n/a | Pset_ManufacturerTypeInformation | n/a | n/a
Automatically Embed | n/a | 1900-12-31T23:59:59 | Submitted:Submitted for Approval | Type | Curtain Wall:SL52CurtainWallingSystem | TRUE | n/a | n/a | Construction | n/a | n/a | n/a
Curtain Panel | n/a | 1900-12-31T23:59:59 | Submitted:Submitted for Approval | Type | Curtain Wall:SL52CurtainWallingSystem | NBS_AluK_InsldGlsUnits_DoubleGlazed: DoubleGlazed_6-16-6mm | n/a | n/a | Construction | n/a | n/a
Function | n/a | 1900-12-31T23:59:59 | Submitted:Submitted for Approval | Type | Curtain Wall:SL52CurtainWallingSystem | Exterior | n/a | n/a | Construction | n/a | n/a
Join Condition | n/a | 1900-12-31T23:59:59 | Submitted:Submitted for Approval | Type | Curtain Wall:SL52CurtainWallingSystem | Border and Vertical Grid Continuous | n/a | n/a | Construction | n/a | n/a
AirPermeability | n/a | 1900-12-31T23:59:59 | Submitted:Submitted for Approval | Type | Curtain Wall:SL52CurtainWallingSystem | Class 4 | n/a | n/a | Data | n/a | n/a
BarLengths | n/a | 1900-12-31T23:59:59 | Submitted:Submitted for Approval | Type | Curtain Wall:SL52CurtainWallingSystem | 4 m and 7 m bar lengths | n/a | n/a | Data | n/a | n/a
Certification | n/a | 1900-12-31T23:59:59 | Submitted:Submitted for Approval | Type | Curtain Wall:SL52CurtainWallingSystem | CWCT Certified | n/a | n/a | Data | n/a | n/a
CladdingUnitFasteners | n/a | 1900-12-31T23:59:59 | Submitted:Submitted for Approval | Type | Curtain Wall:SL52CurtainWallingSystem | n/a | n/a | n/a | Data | n/a | n/a
CladdingUnitPerimeterSeals | n/a | 1900-12-31T23:59:59 | Submitted:Submitted for Approval | Type | Curtain Wall:SL52CurtainWallingSystem | Dry glazed with EPDM gaskets | n/a | n/a | Data | n/a | n/a
CornerJoints | n/a | 1900-12-31T23:59:59 | Submitted:Submitted for Approval | Type | Curtain Wall:SL52CurtainWallingSystem | Shear block, Spring cleat, Variable shear block | n/a | n/a | Data | n/a | n/a
Drainage | n/a | 1900-12-31T23:59:59 | Submitted:Submitted for Approval | Type | Curtain Wall:SL52CurtainWallingSystem | Mullion drained, 3 level drainage | n/a | n/a | Data | n/a | n/a
FaceCapProfileDepthOptions | n/a | 1900-12-31T23:59:59 | Submitted:Submitted for Approval | Type | Curtain Wall:SL52CurtainWallingSystem | 16 mm (P-52-400), 16 mm (P-52-401), 20 mm (P-52-402), 25 mm (P-52-403), 50 mm (P-52-404), 50 mm (P-52-405), 100 mm (P-52-406), 100 mm (P-52-407) | n/a | n/a | Data | n/a | n/a
FrameAccessories | n/a | 1900-12-31T23:59:59 | Submitted:Submitted for Approval | Type | Curtain Wall:SL52CurtainWallingSystem | n/a | n/a | n/a | Data | n/a | n/a
FrameFasteners | n/a | 1900-12-31T23:59:59 | Submitted:Submitted for Approval | Type | Curtain Wall:SL52CurtainWallingSystem | n/a | n/a | n/a | Data | n/a | n/a
FrameFinishOptions | n/a | 1900-12-31T23:59:59 | Submitted:Submitted for Approval | Type | Curtain Wall:SL52CurtainWallingSystem | Anodized, Marine grade PPC, Polyester powder coated | n/a | n/a | Data | n/a | n/a
FrameMembers | n/a | 1900-12-31T23:59:59 | Submitted:Submitted for Approval | Type | Curtain Wall:SL52CurtainWallingSystem | P-52-315 mullion, P-52-115 transom | n/a | n/a | Data | n/a | n/a
FramingOptions | n/a | 1900-12-31T23:59:59 | Submitted:Submitted for Approval | Type | Curtain Wall:SL52CurtainWallingSystem | Alu-steel, Standard, Steel-look | n/a | n/a | Data | n/a | n/a
GlassUnitOptions | n/a | 1900-12-31T23:59:59 | Submitted:Submitted for Approval | Type | Curtain Wall:SL52CurtainWallingSystem | Single glazed, Double glazed, Triple glazed | n/a | n/a | Data | n/a | n/a
GlassUnits | n/a | 1900-12-31T23:59:59 | Submitted:Submitted for Approval | Type | Curtain Wall:SL52CurtainWallingSystem | 32 mm double glazed insulating glass unit | n/a | n/a | Data | n/a | n/a
GlazingAccessories | n/a | 1900-12-31T23:59:59 | Submitted:Submitted for Approval | Type | Curtain Wall:SL52CurtainWallingSystem | n/a | n/a | n/a | Data | n/a | n/a
GlazingFacetAnglesAccomodation | n/a | 1900-12-31T23:59:59 | Submitted:Submitted for Approval | Type | Curtain Wall:SL52CurtainWallingSystem | 0-10° without additional profiles, 11-45° with additional profiles | n/a | n/a | Data | n/a | n/a
GlazingThicknessOptions | n/a | 1900-12-31T23:59:59 | Submitted:Submitted for Approval | Type | Curtain Wall:SL52CurtainWallingSystem | 6-50 mm | n/a | n/a | Data | n/a | n/a
GlazingType | n/a | 1900-12-31T23:59:59 | Submitted:Submitted for Approval | Type | Curtain Wall:SL52CurtainWallingSystem | Capped | n/a | n/a | Data | n/a | n/a
GreenGuideRating | n/a | 1900-12-31T23:59:59 | Submitted:Submitted for Approval | Type | Curtain Wall:SL52CurtainWallingSystem | B - C | n/a | n/a | Data | n/a | n/a
MaximumGlazingLoad | n/a | 1900-12-31T23:59:59 | Submitted:Submitted for Approval | Type | Curtain Wall:SL52CurtainWallingSystem | 400 kg | n/a | n/a | Data | n/a | n/a
MullionProfileDepthOptions | n/a | 1900-12-31T23:59:59 | Submitted:Submitted for Approval | Type | Curtain Wall:SL52CurtainWallingSystem | 50 mm (P-52-300), 65 mm (P52-305), 80 mm (P-52-310), 100 mm (P-52-315), 120 mm (P-52-320) 140 mm (P-52-325), 160 mm (P-52-330), 180 mm (P-52-335), 200 mm (P-52-340), 230 mm (P-52-345), 260 mm (P-52-350), 80-140 mm Eco variants available | n/a | n/a | Data | n/a | n/a
PanelsFacings | n/a | 1900-12-31T23:59:59 | Submitted:Submitted for Approval | Type | Curtain Wall:SL52CurtainWallingSystem | n/a | n/a | n/a | Data | n/a | n/a
SealGasketOptions | n/a | 1900-12-31T23:59:59 | Submitted:Submitted for Approval | Type | Curtain Wall:SL52CurtainWallingSystem | 4.5 mm, 6.5 mm, 8.5 mm (transom gaskets), 11.0 mm, 13.0 mm, 15.0 mm, 20.0 mm (mullion gaskets) | n/a | n/a | Data | n/a | n/a
TransomProfileDepthOptions | n/a | 1900-12-31T23:59:59 | Submitted:Submitted for Approval | Type | Curtain Wall:SL52CurtainWallingSystem | 55 mm (P-52-100), 70 mm (P-52-105), 85 mm (P-52-110), 105 mm (P-52-115) , 125 mm (P-52-120), 145 mm (P-52-125), 165 mm (P-52-130), 185 mm (P-52-135) | n/a | n/a | Data | n/a | n/a
WaterTightness | n/a | 1900-12-31T23:59:59 | Submitted:Submitted for Approval | Type | Curtain Wall:SL52CurtainWallingSystem | Class E1050 | n/a | n/a | Data | n/a | n/a
WindResistance | n/a | 1900-12-31T23:59:59 | Submitted:Submitted for Approval | Type | Curtain Wall:SL52CurtainWallingSystem | Class E2400 | n/a | n/a | Data | n/a | n/a
FrameWidth | n/a | 1900-12-31T23:59:59 | Submitted:Submitted for Approval | Type | Curtain Wall:SL52CurtainWallingSystem | 52 | n/a | n/a | Dimensions | n/a | n/a | n/a
NBSCertification | n/a | 1900-12-31T23:59:59 | Submitted:Submitted for Approval | Type | Curtain Wall:SL52CurtainWallingSystem | www.nationalbimlibrary.com/aluk/sl52-curtain-walling-system | n/a | n/a | General | n/a | n/a
NBSNote | n/a | 1900-12-31T23:59:59 | Submitted:Submitted for Approval | Type | Curtain Wall:SL52CurtainWallingSystem | n/a | n/a | n/a | General | n/a | n/a
NBSOfficeMasterTag | n/a | 1900-12-31T23:59:59 | Submitted:Submitted for Approval | Type | Curtain Wall:SL52CurtainWallingSystem | n/a | n/a | n/a | General | n/a | n/a
NBSTypeID | n/a | 1900-12-31T23:59:59 | Submitted:Submitted for Approval | Type | Curtain Wall:SL52CurtainWallingSystem | n/a | n/a | n/a | General | n/a | n/a
ProductInformation | n/a | 1900-12-31T23:59:59 | Submitted:Submitted for Approval | Type | Curtain Wall:SL52CurtainWallingSystem | www.aluk.co.uk/uploads/files/aluk/product_literature/5/AluK_SL52_Curtain_Walling_System.pdf | n/a | n/a | General | n/a | n/a
Revision | n/a | 1900-12-31T23:59:59 | Submitted:Submitted for Approval | Type | Curtain Wall:SL52CurtainWallingSystem | n/a | n/a | n/a | General | n/a | n/a
Uniclass2 | n/a | 1900-12-31T23:59:59 | Submitted:Submitted for Approval | Type | Curtain Wall:SL52CurtainWallingSystem | 25-10-20/185 | n/a | n/a | General | n/a | n/a
Adjust for Mullion Size | n/a | 1900-12-31T23:59:59 | Submitted:Submitted for Approval | Type | Curtain Wall:SL52CurtainWallingSystem | n/a | n/a | n/a | Horizontal Grid | n/a | n/a | n/a
Layout | n/a | 1900-12-31T23:59:59 | Submitted:Submitted for Approval | Type | Curtain Wall:SL52CurtainWallingSystem | None | n/a | n/a | Horizontal Grid | n/a | n/a
Border 1 Type | n/a | 1900-12-31T23:59:59 | Submitted:Submitted for Approval | Type | Curtain Wall:SL52CurtainWallingSystem | Rectangular Mullion: TransomP52115-CoverCapP52402_Cill | n/a | n/a | Horizontal Mullions | n/a | n/a
Border 2 Type | n/a | 1900-12-31T23:59:59 | Submitted:Submitted for Approval | Type | Curtain Wall:SL52CurtainWallingSystem | Rectangular Mullion: TransomP52115-CoverCapP52402_Head | n/a | n/a | Horizontal Mullions | n/a | n/a
Interior Type | n/a | 1900-12-31T23:59:59 | Submitted:Submitted for Approval | Type | Curtain Wall:SL52CurtainWallingSystem | Rectangular Mullion: TransomP52115-CoverCapP52402 | n/a | n/a | Horizontal Mullions | n/a | n/a
Assembly Code | n/a | 1900-12-31T23:59:59 | Submitted:Submitted for Approval | Type | Curtain Wall:SL52CurtainWallingSystem |  | n/a | n/a | Identity Data | n/a | n/a
Assembly Description | n/a | 1900-12-31T23:59:59 | Submitted:Submitted for Approval | Type | Curtain Wall:SL52CurtainWallingSystem |  | n/a | n/a | Identity Data | n/a | n/a
Author | n/a | 1900-12-31T23:59:59 | Submitted:Submitted for Approval | Type | Curtain Wall:SL52CurtainWallingSystem | NBS | n/a | n/a | Identity Data | n/a | n/a
Description | n/a | 1900-12-31T23:59:59 | Submitted:Submitted for Approval | Type | Curtain Wall:SL52CurtainWallingSystem | SL52 capped curtain walling system | n/a | n/a | Identity Data | n/a | n/a
Keynote | n/a | 1900-12-31T23:59:59 | Submitted:Submitted for Approval | Type | Curtain Wall:SL52CurtainWallingSystem |  | n/a | n/a | Identity Data | n/a | n/a
Manufacturer | n/a | 1900-12-31T23:59:59 | Submitted:Submitted for Approval | Type | Curtain Wall:SL52CurtainWallingSystem | AluK (GB) Ltd | n/a | n/a | Identity Data | n/a | n/a
NBSDescription | n/a | 1900-12-31T23:59:59 | Submitted:Submitted for Approval | Type | Curtain Wall:SL52CurtainWallingSystem | Stick curtain walling system | n/a | n/a | Identity Data | n/a | n/a
NBSReference | n/a | 1900-12-31T23:59:59 | Submitted:Submitted for Approval | Type | Curtain Wall:SL52CurtainWallingSystem | 25-80-15/175 | n/a | n/a | Identity Data | n/a | n/a
SystemAccessories | n/a | 1900-12-31T23:59:59 | Submitted:Submitted for Approval | Type | Curtain Wall:SL52CurtainWallingSystem | n/a | n/a | n/a | Identity Data | n/a | n/a
Version | n/a | 1900-12-31T23:59:59 | Submitted:Submitted for Approval | Type | Curtain Wall:SL52CurtainWallingSystem | 3.0 | n/a | n/a | Identity Data | n/a | n/a
AccessibilityPerformance | n/a | 1900-12-31T23:59:59 | Submitted:Submitted for Approval | Type | Curtain Wall:SL52CurtainWallingSystem | n/a | n/a | n/a | Other | n/a | n/a
AssetType | n/a | 1900-12-31T23:59:59 | Submitted:Submitted for Approval | Type | Curtain Wall:SL52CurtainWallingSystem | Fixed | n/a | n/a | Other | n/a | n/a
Category | n/a | 1900-12-31T23:59:59 | Submitted:Submitted for Approval | Type | Curtain Wall:SL52CurtainWallingSystem | n/a | n/a | n/a | Other | n/a | n/a
CodePerformance | n/a | 1900-12-31T23:59:59 | Submitted:Submitted for Approval | Type | Curtain Wall:SL52CurtainWallingSystem | n/a | n/a | n/a | Other | n/a | n/a
Color | n/a | 1900-12-31T23:59:59 | Submitted:Submitted for Approval | Type | Curtain Wall:SL52CurtainWallingSystem | n/a | n/a | n/a | Other | n/a | n/a
Constituents | n/a | 1900-12-31T23:59:59 | Submitted:Submitted for Approval | Type | Curtain Wall:SL52CurtainWallingSystem | n/a | n/a | n/a | Other | n/a | n/a
DurationUnit | n/a | 1900-12-31T23:59:59 | Submitted:Submitted for Approval | Type | Curtain Wall:SL52CurtainWallingSystem | year | n/a | n/a | Other | n/a | n/a
ExpectedLife | n/a | 1900-12-31T23:59:59 | Submitted:Submitted for Approval | Type | Curtain Wall:SL52CurtainWallingSystem | n/a | n/a | n/a | Other | n/a | n/a
Features | n/a | 1900-12-31T23:59:59 | Submitted:Submitted for Approval | Type | Curtain Wall:SL52CurtainWallingSystem | Available in single or dual colour, Fully integrates with all AluK window and door ranges, Can be configured for mullion or zonal drainage | n/a | n/a | Other | n/a | n/a
Finish | n/a | 1900-12-31T23:59:59 | Submitted:Submitted for Approval | Type | Curtain Wall:SL52CurtainWallingSystem | n/a | n/a | n/a | Other | n/a | n/a
Grade | n/a | 1900-12-31T23:59:59 | Submitted:Submitted for Approval | Type | Curtain Wall:SL52CurtainWallingSystem | n/a | n/a | n/a | Other | n/a | n/a
Material | n/a | 1900-12-31T23:59:59 | Submitted:Submitted for Approval | Type | Curtain Wall:SL52CurtainWallingSystem | Aluminium | n/a | n/a | Other | n/a | n/a
ModelNumber | n/a | 1900-12-31T23:59:59 | Submitted:Submitted for Approval | Type | Curtain Wall:SL52CurtainWallingSystem | SL52 | n/a | n/a | Other | n/a | n/a
Name | n/a | 1900-12-31T23:59:59 | Submitted:Submitted for Approval | Type | Curtain Wall:SL52CurtainWallingSystem | StickCurtainWallingSystem_SL52CurtainWallingSystem_AluK | n/a | n/a | Other | n/a | n/a
NominalHeight | n/a | 1900-12-31T23:59:59 | Submitted:Submitted for Approval | Type | Curtain Wall:SL52CurtainWallingSystem | 0 | n/a | n/a | Other | n/a | n/a | n/a
NominalLength | n/a | 1900-12-31T23:59:59 | Submitted:Submitted for Approval | Type | Curtain Wall:SL52CurtainWallingSystem | 0 | n/a | n/a | Other | n/a | n/a | n/a
NominalWidth | n/a | 1900-12-31T23:59:59 | Submitted:Submitted for Approval | Type | Curtain Wall:SL52CurtainWallingSystem | 0 | n/a | n/a | Other | n/a | n/a | n/a
ReplacementCost | n/a | 1900-12-31T23:59:59 | Submitted:Submitted for Approval | Type | Curtain Wall:SL52CurtainWallingSystem | 0 | n/a | n/a | Other | n/a | n/a
Shape | n/a | 1900-12-31T23:59:59 | Submitted:Submitted for Approval | Type | Curtain Wall:SL52CurtainWallingSystem | n/a | n/a | n/a | Other | n/a | n/a
Size | n/a | 1900-12-31T23:59:59 | Submitted:Submitted for Approval | Type | Curtain Wall:SL52CurtainWallingSystem | n/a | n/a | n/a | Other | n/a | n/a
SustainabilityPerformance | n/a | 1900-12-31T23:59:59 | Submitted:Submitted for Approval | Type | Curtain Wall:SL52CurtainWallingSystem | n/a | n/a | n/a | Other | n/a | n/a
WarrantyDescription | n/a | 1900-12-31T23:59:59 | Submitted:Submitted for Approval | Type | Curtain Wall:SL52CurtainWallingSystem | n/a | n/a | n/a | Other | n/a | n/a
WarrantyDurationLabor | n/a | 1900-12-31T23:59:59 | Submitted:Submitted for Approval | Type | Curtain Wall:SL52CurtainWallingSystem | n/a | n/a | n/a | Other | n/a | n/a
WarrantyDurationParts | n/a | 1900-12-31T23:59:59 | Submitted:Submitted for Approval | Type | Curtain Wall:SL52CurtainWallingSystem | n/a | n/a | n/a | Other | n/a | n/a
WarrantyDurationUnit | n/a | 1900-12-31T23:59:59 | Submitted:Submitted for Approval | Type | Curtain Wall:SL52CurtainWallingSystem | year | n/a | n/a | Other | n/a | n/a
WarrantyGuarantorLabor | n/a | 1900-12-31T23:59:59 | Submitted:Submitted for Approval | Type | Curtain Wall:SL52CurtainWallingSystem | n/a | n/a | n/a | Other | n/a | n/a
WarrantyGuarantorParts | n/a | 1900-12-31T23:59:59 | Submitted:Submitted for Approval | Type | Curtain Wall:SL52CurtainWallingSystem | n/a | n/a | n/a | Other | n/a | n/a
Adjust for Mullion Size | n/a | 1900-12-31T23:59:59 | Submitted:Submitted for Approval | Type | Curtain Wall:SL52CurtainWallingSystem | n/a | n/a | n/a | Vertical Grid | n/a | n/a | n/a
Layout | n/a | 1900-12-31T23:59:59 | Submitted:Submitted for Approval | Type | Curtain Wall:SL52CurtainWallingSystem | None | n/a | n/a | Vertical Grid | n/a | n/a
Border 1 Type | n/a | 1900-12-31T23:59:59 | Submitted:Submitted for Approval | Type | Curtain Wall:SL52CurtainWallingSystem | Rectangular Mullion: MullionP52315-CoverCapP52402_RightJamb | n/a | n/a | Vertical Mullions | n/a | n/a
Border 2 Type | n/a | 1900-12-31T23:59:59 | Submitted:Submitted for Approval | Type | Curtain Wall:SL52CurtainWallingSystem | Rectangular Mullion: MullionP52315-CoverCapP52402_LeftJamb | n/a | n/a | Vertical Mullions | n/a | n/a
Interior Type | n/a | 1900-12-31T23:59:59 | Submitted:Submitted for Approval | Type | Curtain Wall:SL52CurtainWallingSystem | Rectangular Mullion: MullionP52315-CoverCapP52402 | n/a | n/a | Vertical Mullions | n/a | n/a
Reference | n/a | 1900-12-31T23:59:59 | Submitted:Submitted for Approval | Component | Curtain Wall:SL52CurtainWallingSystem:127631 | SL52CurtainWallingSystem | n/a | n/a | Pset_CurtainWallCommon | n/a | n/a
IsExternal | n/a | 1900-12-31T23:59:59 | Submitted:Submitted for Approval | Component | Curtain Wall:SL52CurtainWallingSystem:127631 | TRUE | n/a | n/a | Pset_CurtainWallCommon | n/a | n/a | n/a
Manufacturer | n/a | 1900-12-31T23:59:59 | Submitted:Submitted for Approval | Component | Curtain Wall:SL52CurtainWallingSystem:127631 | AluK (GB) Ltd | n/a | n/a | Pset_ManufacturerTypeInformation | n/a | n/a
Base Constraint | n/a | 1900-12-31T23:59:59 | Submitted:Submitted for Approval | Component | Curtain Wall:SL52CurtainWallingSystem:127631 | Level: Ground Floor | n/a | n/a | Constraints | n/a | n/a
Base is Attached | n/a | 1900-12-31T23:59:59 | Submitted:Submitted for Approval | Component | Curtain Wall:SL52CurtainWallingSystem:127631 | n/a | n/a | n/a | Constraints | n/a | n/a | n/a
Base Offset | n/a | 1900-12-31T23:59:59 | Submitted:Submitted for Approval | Component | Curtain Wall:SL52CurtainWallingSystem:127631 | 0 | n/a | n/a | Constraints | n/a | n/a | n/a
Related to Mass | n/a | 1900-12-31T23:59:59 | Submitted:Submitted for Approval | Component | Curtain Wall:SL52CurtainWallingSystem:127631 | n/a | n/a | n/a | Constraints | n/a | n/a | n/a
Room Bounding | n/a | 1900-12-31T23:59:59 | Submitted:Submitted for Approval | Component | Curtain Wall:SL52CurtainWallingSystem:127631 | TRUE | n/a | n/a | Constraints | n/a | n/a | n/a
Top is Attached | n/a | 1900-12-31T23:59:59 | Submitted:Submitted for Approval | Component | Curtain Wall:SL52CurtainWallingSystem:127631 | n/a | n/a | n/a | Constraints | n/a | n/a | n/a
Top Offset | n/a | 1900-12-31T23:59:59 | Submitted:Submitted for Approval | Component | Curtain Wall:SL52CurtainWallingSystem:127631 | 0 | n/a | n/a | Constraints | n/a | n/a | n/a
Unconnected Height | n/a | 1900-12-31T23:59:59 | Submitted:Submitted for Approval | Component | Curtain Wall:SL52CurtainWallingSystem:127631 | 2135 | n/a | n/a | Constraints | n/a | n/a | n/a
Area | n/a | 1900-12-31T23:59:59 | Submitted:Submitted for Approval | Component | Curtain Wall:SL52CurtainWallingSystem:127631 | 3.779 | n/a | n/a | Dimensions | n/a | n/a | n/a
Length | n/a | 1900-12-31T23:59:59 | Submitted:Submitted for Approval | Component | Curtain Wall:SL52CurtainWallingSystem:127631 | 1770 | n/a | n/a | Dimensions | n/a | n/a | n/a
Angle | n/a | 1900-12-31T23:59:59 | Submitted:Submitted for Approval | Component | Curtain Wall:SL52CurtainWallingSystem:127631 | 0 | n/a | n/a | Horizontal Grid | n/a | n/a | n/a
Justification | n/a | 1900-12-31T23:59:59 | Submitted:Submitted for Approval | Component | Curtain Wall:SL52CurtainWallingSystem:127631 | Beginning | n/a | n/a | Horizontal Grid | n/a | n/a
Number | n/a | 1900-12-31T23:59:59 | Submitted:Submitted for Approval | Component | Curtain Wall:SL52CurtainWallingSystem:127631 | 4 | n/a | n/a | Horizontal Grid | n/a | n/a | n/a
Offset | n/a | 1900-12-31T23:59:59 | Submitted:Submitted for Approval | Component | Curtain Wall:SL52CurtainWallingSystem:127631 | 0 | n/a | n/a | Horizontal Grid | n/a | n/a | n/a
Phase Created | n/a | 1900-12-31T23:59:59 | Submitted:Submitted for Approval | Component | Curtain Wall:SL52CurtainWallingSystem:127631 | New Construction | n/a | n/a | Phasing | n/a | n/a
Enable Analytical Model | n/a | 1900-12-31T23:59:59 | Submitted:Submitted for Approval | Component | Curtain Wall:SL52CurtainWallingSystem:127631 | n/a | n/a | n/a | Structural | n/a | n/a | n/a
Structural | n/a | 1900-12-31T23:59:59 | Submitted:Submitted for Approval | Component | Curtain Wall:SL52CurtainWallingSystem:127631 | n/a | n/a | n/a | Structural | n/a | n/a | n/a
Structural Usage | n/a | 1900-12-31T23:59:59 | Submitted:Submitted for Approval | Component | Curtain Wall:SL52CurtainWallingSystem:127631 | Non-bearing | n/a | n/a | Structural | n/a | n/a
Angle | n/a | 1900-12-31T23:59:59 | Submitted:Submitted for Approval | Component | Curtain Wall:SL52CurtainWallingSystem:127631 | 0 | n/a | n/a | Vertical Grid | n/a | n/a | n/a
Justification | n/a | 1900-12-31T23:59:59 | Submitted:Submitted for Approval | Component | Curtain Wall:SL52CurtainWallingSystem:127631 | End | n/a | n/a | Vertical Grid | n/a | n/a
Number | n/a | 1900-12-31T23:59:59 | Submitted:Submitted for Approval | Component | Curtain Wall:SL52CurtainWallingSystem:127631 | 1 | n/a | n/a | Vertical Grid | n/a | n/a | n/a
Offset | n/a | 1900-12-31T23:59:59 | Submitted:Submitted for Approval | Component | Curtain Wall:SL52CurtainWallingSystem:127631 | 0 | n/a | n/a | Vertical Grid | n/a | n/a | n/a
Reference | n/a | 1900-12-31T23:59:59 | Submitted:Submitted for Approval | Component | Curtain Wall:SL52CurtainWallingSystem:127996 | SL52CurtainWallingSystem | n/a | n/a | Pset_CurtainWallCommon | n/a | n/a
IsExternal | n/a | 1900-12-31T23:59:59 | Submitted:Submitted for Approval | Component | Curtain Wall:SL52CurtainWallingSystem:127996 | TRUE | n/a | n/a | Pset_CurtainWallCommon | n/a | n/a | n/a
Manufacturer | n/a | 1900-12-31T23:59:59 | Submitted:Submitted for Approval | Component | Curtain Wall:SL52CurtainWallingSystem:127996 | AluK (GB) Ltd | n/a | n/a | Pset_ManufacturerTypeInformation | n/a | n/a
Base Constraint | n/a | 1900-12-31T23:59:59 | Submitted:Submitted for Approval | Component | Curtain Wall:SL52CurtainWallingSystem:127996 | Level: Ground Floor | n/a | n/a | Constraints | n/a | n/a
Base is Attached | n/a | 1900-12-31T23:59:59 | Submitted:Submitted for Approval | Component | Curtain Wall:SL52CurtainWallingSystem:127996 | n/a | n/a | n/a | Constraints | n/a | n/a | n/a
Base Offset | n/a | 1900-12-31T23:59:59 | Submitted:Submitted for Approval | Component | Curtain Wall:SL52CurtainWallingSystem:127996 | 0 | n/a | n/a | Constraints | n/a | n/a | n/a
Related to Mass | n/a | 1900-12-31T23:59:59 | Submitted:Submitted for Approval | Component | Curtain Wall:SL52CurtainWallingSystem:127996 | n/a | n/a | n/a | Constraints | n/a | n/a | n/a
Room Bounding | n/a | 1900-12-31T23:59:59 | Submitted:Submitted for Approval | Component | Curtain Wall:SL52CurtainWallingSystem:127996 | TRUE | n/a | n/a | Constraints | n/a | n/a | n/a
Top is Attached | n/a | 1900-12-31T23:59:59 | Submitted:Submitted for Approval | Component | Curtain Wall:SL52CurtainWallingSystem:127996 | n/a | n/a | n/a | Constraints | n/a | n/a | n/a
Top Offset | n/a | 1900-12-31T23:59:59 | Submitted:Submitted for Approval | Component | Curtain Wall:SL52CurtainWallingSystem:127996 | 0 | n/a | n/a | Constraints | n/a | n/a | n/a
Unconnected Height | n/a | 1900-12-31T23:59:59 | Submitted:Submitted for Approval | Component | Curtain Wall:SL52CurtainWallingSystem:127996 | 3490 | n/a | n/a | Constraints | n/a | n/a | n/a
Area | n/a | 1900-12-31T23:59:59 | Submitted:Submitted for Approval | Component | Curtain Wall:SL52CurtainWallingSystem:127996 | 12.564 | n/a | n/a | Dimensions | n/a | n/a | n/a
Length | n/a | 1900-12-31T23:59:59 | Submitted:Submitted for Approval | Component | Curtain Wall:SL52CurtainWallingSystem:127996 | 3600 | n/a | n/a | Dimensions | n/a | n/a | n/a
Angle | n/a | 1900-12-31T23:59:59 | Submitted:Submitted for Approval | Component | Curtain Wall:SL52CurtainWallingSystem:127996 | 0 | n/a | n/a | Horizontal Grid | n/a | n/a | n/a
Justification | n/a | 1900-12-31T23:59:59 | Submitted:Submitted for Approval | Component | Curtain Wall:SL52CurtainWallingSystem:127996 | Beginning | n/a | n/a | Horizontal Grid | n/a | n/a
Number | n/a | 1900-12-31T23:59:59 | Submitted:Submitted for Approval | Component | Curtain Wall:SL52CurtainWallingSystem:127996 | 1 | n/a | n/a | Horizontal Grid | n/a | n/a | n/a
Offset | n/a | 1900-12-31T23:59:59 | Submitted:Submitted for Approval | Component | Curtain Wall:SL52CurtainWallingSystem:127996 | 0 | n/a | n/a | Horizontal Grid | n/a | n/a | n/a
Phase Created | n/a | 1900-12-31T23:59:59 | Submitted:Submitted for Approval | Component | Curtain Wall:SL52CurtainWallingSystem:127996 | New Construction | n/a | n/a | Phasing | n/a | n/a
Enable Analytical Model | n/a | 1900-12-31T23:59:59 | Submitted:Submitted for Approval | Component | Curtain Wall:SL52CurtainWallingSystem:127996 | n/a | n/a | n/a | Structural | n/a | n/a | n/a
Structural | n/a | 1900-12-31T23:59:59 | Submitted:Submitted for Approval | Component | Curtain Wall:SL52CurtainWallingSystem:127996 | n/a | n/a | n/a | Structural | n/a | n/a | n/a
Structural Usage | n/a | 1900-12-31T23:59:59 | Submitted:Submitted for Approval | Component | Curtain Wall:SL52CurtainWallingSystem:127996 | Non-bearing | n/a | n/a | Structural | n/a | n/a
Angle | n/a | 1900-12-31T23:59:59 | Submitted:Submitted for Approval | Component | Curtain Wall:SL52CurtainWallingSystem:127996 | 0 | n/a | n/a | Vertical Grid | n/a | n/a | n/a
Justification | n/a | 1900-12-31T23:59:59 | Submitted:Submitted for Approval | Component | Curtain Wall:SL52CurtainWallingSystem:127996 | Beginning | n/a | n/a | Vertical Grid | n/a | n/a
Number | n/a | 1900-12-31T23:59:59 | Submitted:Submitted for Approval | Component | Curtain Wall:SL52CurtainWallingSystem:127996 | 4 | n/a | n/a | Vertical Grid | n/a | n/a | n/a
Offset | n/a | 1900-12-31T23:59:59 | Submitted:Submitted for Approval | Component | Curtain Wall:SL52CurtainWallingSystem:127996 | 0 | n/a | n/a | Vertical Grid | n/a | n/a | n/a
Reference | n/a | 1900-12-31T23:59:59 | Submitted:Submitted for Approval | Component | Curtain Wall:SL52CurtainWallingSystem:352230 | SL52CurtainWallingSystem | n/a | n/a | Pset_CurtainWallCommon | n/a | n/a
IsExternal | n/a | 1900-12-31T23:59:59 | Submitted:Submitted for Approval | Component | Curtain Wall:SL52CurtainWallingSystem:352230 | TRUE | n/a | n/a | Pset_CurtainWallCommon | n/a | n/a | n/a
Manufacturer | n/a | 1900-12-31T23:59:59 | Submitted:Submitted for Approval | Component | Curtain Wall:SL52CurtainWallingSystem:352230 | AluK (GB) Ltd | n/a | n/a | Pset_ManufacturerTypeInformation | n/a | n/a
Base Constraint | n/a | 1900-12-31T23:59:59 | Submitted:Submitted for Approval | Component | Curtain Wall:SL52CurtainWallingSystem:352230 | Level: Ground Floor | n/a | n/a | Constraints | n/a | n/a
Base is Attached | n/a | 1900-12-31T23:59:59 | Submitted:Submitted for Approval | Component | Curtain Wall:SL52CurtainWallingSystem:352230 | n/a | n/a | n/a | Constraints | n/a | n/a | n/a
Base Offset | n/a | 1900-12-31T23:59:59 | Submitted:Submitted for Approval | Component | Curtain Wall:SL52CurtainWallingSystem:352230 | 0 | n/a | n/a | Constraints | n/a | n/a | n/a
Related to Mass | n/a | 1900-12-31T23:59:59 | Submitted:Submitted for Approval | Component | Curtain Wall:SL52CurtainWallingSystem:352230 | n/a | n/a | n/a | Constraints | n/a | n/a | n/a
Room Bounding | n/a | 1900-12-31T23:59:59 | Submitted:Submitted for Approval | Component | Curtain Wall:SL52CurtainWallingSystem:352230 | TRUE | n/a | n/a | Constraints | n/a | n/a | n/a
Top is Attached | n/a | 1900-12-31T23:59:59 | Submitted:Submitted for Approval | Component | Curtain Wall:SL52CurtainWallingSystem:352230 | n/a | n/a | n/a | Constraints | n/a | n/a | n/a
Top Offset | n/a | 1900-12-31T23:59:59 | Submitted:Submitted for Approval | Component | Curtain Wall:SL52CurtainWallingSystem:352230 | 0 | n/a | n/a | Constraints | n/a | n/a | n/a
Unconnected Height | n/a | 1900-12-31T23:59:59 | Submitted:Submitted for Approval | Component | Curtain Wall:SL52CurtainWallingSystem:352230 | 3490 | n/a | n/a | Constraints | n/a | n/a | n/a
Area | n/a | 1900-12-31T23:59:59 | Submitted:Submitted for Approval | Component | Curtain Wall:SL52CurtainWallingSystem:352230 | 0.97221 | n/a | n/a | Dimensions | n/a | n/a | n/a
Length | n/a | 1900-12-31T23:59:59 | Submitted:Submitted for Approval | Component | Curtain Wall:SL52CurtainWallingSystem:352230 | 278.5714 | n/a | n/a | Dimensions | n/a | n/a | n/a
Angle | n/a | 1900-12-31T23:59:59 | Submitted:Submitted for Approval | Component | Curtain Wall:SL52CurtainWallingSystem:352230 | 0 | n/a | n/a | Horizontal Grid | n/a | n/a | n/a
Justification | n/a | 1900-12-31T23:59:59 | Submitted:Submitted for Approval | Component | Curtain Wall:SL52CurtainWallingSystem:352230 | Beginning | n/a | n/a | Horizontal Grid | n/a | n/a
Number | n/a | 1900-12-31T23:59:59 | Submitted:Submitted for Approval | Component | Curtain Wall:SL52CurtainWallingSystem:352230 | 1 | n/a | n/a | Horizontal Grid | n/a | n/a | n/a
Offset | n/a | 1900-12-31T23:59:59 | Submitted:Submitted for Approval | Component | Curtain Wall:SL52CurtainWallingSystem:352230 | 0 | n/a | n/a | Horizontal Grid | n/a | n/a | n/a
Phase Created | n/a | 1900-12-31T23:59:59 | Submitted:Submitted for Approval | Component | Curtain Wall:SL52CurtainWallingSystem:352230 | New Construction | n/a | n/a | Phasing | n/a | n/a
Enable Analytical Model | n/a | 1900-12-31T23:59:59 | Submitted:Submitted for Approval | Component | Curtain Wall:SL52CurtainWallingSystem:352230 | n/a | n/a | n/a | Structural | n/a | n/a | n/a
Structural | n/a | 1900-12-31T23:59:59 | Submitted:Submitted for Approval | Component | Curtain Wall:SL52CurtainWallingSystem:352230 | n/a | n/a | n/a | Structural | n/a | n/a | n/a
Structural Usage | n/a | 1900-12-31T23:59:59 | Submitted:Submitted for Approval | Component | Curtain Wall:SL52CurtainWallingSystem:352230 | Non-bearing | n/a | n/a | Structural | n/a | n/a
Angle | n/a | 1900-12-31T23:59:59 | Submitted:Submitted for Approval | Component | Curtain Wall:SL52CurtainWallingSystem:352230 | 0 | n/a | n/a | Vertical Grid | n/a | n/a | n/a
Justification | n/a | 1900-12-31T23:59:59 | Submitted:Submitted for Approval | Component | Curtain Wall:SL52CurtainWallingSystem:352230 | Beginning | n/a | n/a | Vertical Grid | n/a | n/a
Number | n/a | 1900-12-31T23:59:59 | Submitted:Submitted for Approval | Component | Curtain Wall:SL52CurtainWallingSystem:352230 | 4 | n/a | n/a | Vertical Grid | n/a | n/a | n/a
Offset | n/a | 1900-12-31T23:59:59 | Submitted:Submitted for Approval | Component | Curtain Wall:SL52CurtainWallingSystem:352230 | 0 | n/a | n/a | Vertical Grid | n/a | n/a | n/a
Reference | n/a | 1900-12-31T23:59:59 | Submitted:Submitted for Approval | Component | Curtain Wall:SL52CurtainWallingSystem:353681 | SL52CurtainWallingSystem | n/a | n/a | Pset_CurtainWallCommon | n/a | n/a
IsExternal | n/a | 1900-12-31T23:59:59 | Submitted:Submitted for Approval | Component | Curtain Wall:SL52CurtainWallingSystem:353681 | TRUE | n/a | n/a | Pset_CurtainWallCommon | n/a | n/a | n/a
Manufacturer | n/a | 1900-12-31T23:59:59 | Submitted:Submitted for Approval | Component | Curtain Wall:SL52CurtainWallingSystem:353681 | AluK (GB) Ltd | n/a | n/a | Pset_ManufacturerTypeInformation | n/a | n/a
Base Constraint | n/a | 1900-12-31T23:59:59 | Submitted:Submitted for Approval | Component | Curtain Wall:SL52CurtainWallingSystem:353681 | Level: Ground Floor | n/a | n/a | Constraints | n/a | n/a
Base is Attached | n/a | 1900-12-31T23:59:59 | Submitted:Submitted for Approval | Component | Curtain Wall:SL52CurtainWallingSystem:353681 | n/a | n/a | n/a | Constraints | n/a | n/a | n/a
Base Offset | n/a | 1900-12-31T23:59:59 | Submitted:Submitted for Approval | Component | Curtain Wall:SL52CurtainWallingSystem:353681 | 0 | n/a | n/a | Constraints | n/a | n/a | n/a
Related to Mass | n/a | 1900-12-31T23:59:59 | Submitted:Submitted for Approval | Component | Curtain Wall:SL52CurtainWallingSystem:353681 | n/a | n/a | n/a | Constraints | n/a | n/a | n/a
Room Bounding | n/a | 1900-12-31T23:59:59 | Submitted:Submitted for Approval | Component | Curtain Wall:SL52CurtainWallingSystem:353681 | TRUE | n/a | n/a | Constraints | n/a | n/a | n/a
Top is Attached | n/a | 1900-12-31T23:59:59 | Submitted:Submitted for Approval | Component | Curtain Wall:SL52CurtainWallingSystem:353681 | n/a | n/a | n/a | Constraints | n/a | n/a | n/a
Top Offset | n/a | 1900-12-31T23:59:59 | Submitted:Submitted for Approval | Component | Curtain Wall:SL52CurtainWallingSystem:353681 | 0 | n/a | n/a | Constraints | n/a | n/a | n/a
Unconnected Height | n/a | 1900-12-31T23:59:59 | Submitted:Submitted for Approval | Component | Curtain Wall:SL52CurtainWallingSystem:353681 | 3490 | n/a | n/a | Constraints | n/a | n/a | n/a
Area | n/a | 1900-12-31T23:59:59 | Submitted:Submitted for Approval | Component | Curtain Wall:SL52CurtainWallingSystem:353681 | 0.97221 | n/a | n/a | Dimensions | n/a | n/a | n/a
Length | n/a | 1900-12-31T23:59:59 | Submitted:Submitted for Approval | Component | Curtain Wall:SL52CurtainWallingSystem:353681 | 278.5714 | n/a | n/a | Dimensions | n/a | n/a | n/a
Angle | n/a | 1900-12-31T23:59:59 | Submitted:Submitted for Approval | Component | Curtain Wall:SL52CurtainWallingSystem:353681 | 0 | n/a | n/a | Horizontal Grid | n/a | n/a | n/a
Justification | n/a | 1900-12-31T23:59:59 | Submitted:Submitted for Approval | Component | Curtain Wall:SL52CurtainWallingSystem:353681 | Beginning | n/a | n/a | Horizontal Grid | n/a | n/a
Number | n/a | 1900-12-31T23:59:59 | Submitted:Submitted for Approval | Component | Curtain Wall:SL52CurtainWallingSystem:353681 | 1 | n/a | n/a | Horizontal Grid | n/a | n/a | n/a
Offset | n/a | 1900-12-31T23:59:59 | Submitted:Submitted for Approval | Component | Curtain Wall:SL52CurtainWallingSystem:353681 | 0 | n/a | n/a | Horizontal Grid | n/a | n/a | n/a
Phase Created | n/a | 1900-12-31T23:59:59 | Submitted:Submitted for Approval | Component | Curtain Wall:SL52CurtainWallingSystem:353681 | New Construction | n/a | n/a | Phasing | n/a | n/a
Enable Analytical Model | n/a | 1900-12-31T23:59:59 | Submitted:Submitted for Approval | Component | Curtain Wall:SL52CurtainWallingSystem:353681 | n/a | n/a | n/a | Structural | n/a | n/a | n/a
Structural | n/a | 1900-12-31T23:59:59 | Submitted:Submitted for Approval | Component | Curtain Wall:SL52CurtainWallingSystem:353681 | n/a | n/a | n/a | Structural | n/a | n/a | n/a
Structural Usage | n/a | 1900-12-31T23:59:59 | Submitted:Submitted for Approval | Component | Curtain Wall:SL52CurtainWallingSystem:353681 | Non-bearing | n/a | n/a | Structural | n/a | n/a
Angle | n/a | 1900-12-31T23:59:59 | Submitted:Submitted for Approval | Component | Curtain Wall:SL52CurtainWallingSystem:353681 | 0 | n/a | n/a | Vertical Grid | n/a | n/a | n/a
Justification | n/a | 1900-12-31T23:59:59 | Submitted:Submitted for Approval | Component | Curtain Wall:SL52CurtainWallingSystem:353681 | Beginning | n/a | n/a | Vertical Grid | n/a | n/a
Number | n/a | 1900-12-31T23:59:59 | Submitted:Submitted for Approval | Component | Curtain Wall:SL52CurtainWallingSystem:353681 | 4 | n/a | n/a | Vertical Grid | n/a | n/a | n/a
Offset | n/a | 1900-12-31T23:59:59 | Submitted:Submitted for Approval | Component | Curtain Wall:SL52CurtainWallingSystem:353681 | 0 | n/a | n/a | Vertical Grid | n/a | n/a | n/a
Reference | n/a | 1900-12-31T23:59:59 | Submitted:Submitted for Approval | Component | Curtain Wall:SL52CurtainWallingSystem:353699 | SL52CurtainWallingSystem | n/a | n/a | Pset_CurtainWallCommon | n/a | n/a
IsExternal | n/a | 1900-12-31T23:59:59 | Submitted:Submitted for Approval | Component | Curtain Wall:SL52CurtainWallingSystem:353699 | TRUE | n/a | n/a | Pset_CurtainWallCommon | n/a | n/a | n/a
Manufacturer | n/a | 1900-12-31T23:59:59 | Submitted:Submitted for Approval | Component | Curtain Wall:SL52CurtainWallingSystem:353699 | AluK (GB) Ltd | n/a | n/a | Pset_ManufacturerTypeInformation | n/a | n/a
Base Constraint | n/a | 1900-12-31T23:59:59 | Submitted:Submitted for Approval | Component | Curtain Wall:SL52CurtainWallingSystem:353699 | Level: Ground Floor | n/a | n/a | Constraints | n/a | n/a
Base is Attached | n/a | 1900-12-31T23:59:59 | Submitted:Submitted for Approval | Component | Curtain Wall:SL52CurtainWallingSystem:353699 | n/a | n/a | n/a | Constraints | n/a | n/a | n/a
Base Offset | n/a | 1900-12-31T23:59:59 | Submitted:Submitted for Approval | Component | Curtain Wall:SL52CurtainWallingSystem:353699 | 0 | n/a | n/a | Constraints | n/a | n/a | n/a
Related to Mass | n/a | 1900-12-31T23:59:59 | Submitted:Submitted for Approval | Component | Curtain Wall:SL52CurtainWallingSystem:353699 | n/a | n/a | n/a | Constraints | n/a | n/a | n/a
Room Bounding | n/a | 1900-12-31T23:59:59 | Submitted:Submitted for Approval | Component | Curtain Wall:SL52CurtainWallingSystem:353699 | TRUE | n/a | n/a | Constraints | n/a | n/a | n/a
Top is Attached | n/a | 1900-12-31T23:59:59 | Submitted:Submitted for Approval | Component | Curtain Wall:SL52CurtainWallingSystem:353699 | n/a | n/a | n/a | Constraints | n/a | n/a | n/a
Top Offset | n/a | 1900-12-31T23:59:59 | Submitted:Submitted for Approval | Component | Curtain Wall:SL52CurtainWallingSystem:353699 | 0 | n/a | n/a | Constraints | n/a | n/a | n/a
Unconnected Height | n/a | 1900-12-31T23:59:59 | Submitted:Submitted for Approval | Component | Curtain Wall:SL52CurtainWallingSystem:353699 | 3490 | n/a | n/a | Constraints | n/a | n/a | n/a
Area | n/a | 1900-12-31T23:59:59 | Submitted:Submitted for Approval | Component | Curtain Wall:SL52CurtainWallingSystem:353699 | 0.97221 | n/a | n/a | Dimensions | n/a | n/a | n/a
Length | n/a | 1900-12-31T23:59:59 | Submitted:Submitted for Approval | Component | Curtain Wall:SL52CurtainWallingSystem:353699 | 278.5714 | n/a | n/a | Dimensions | n/a | n/a | n/a
Angle | n/a | 1900-12-31T23:59:59 | Submitted:Submitted for Approval | Component | Curtain Wall:SL52CurtainWallingSystem:353699 | 0 | n/a | n/a | Horizontal Grid | n/a | n/a | n/a
Justification | n/a | 1900-12-31T23:59:59 | Submitted:Submitted for Approval | Component | Curtain Wall:SL52CurtainWallingSystem:353699 | Beginning | n/a | n/a | Horizontal Grid | n/a | n/a
Number | n/a | 1900-12-31T23:59:59 | Submitted:Submitted for Approval | Component | Curtain Wall:SL52CurtainWallingSystem:353699 | 1 | n/a | n/a | Horizontal Grid | n/a | n/a | n/a
Offset | n/a | 1900-12-31T23:59:59 | Submitted:Submitted for Approval | Component | Curtain Wall:SL52CurtainWallingSystem:353699 | 0 | n/a | n/a | Horizontal Grid | n/a | n/a | n/a
Phase Created | n/a | 1900-12-31T23:59:59 | Submitted:Submitted for Approval | Component | Curtain Wall:SL52CurtainWallingSystem:353699 | New Construction | n/a | n/a | Phasing | n/a | n/a
Enable Analytical Model | n/a | 1900-12-31T23:59:59 | Submitted:Submitted for Approval | Component | Curtain Wall:SL52CurtainWallingSystem:353699 | n/a | n/a | n/a | Structural | n/a | n/a | n/a
Structural | n/a | 1900-12-31T23:59:59 | Submitted:Submitted for Approval | Component | Curtain Wall:SL52CurtainWallingSystem:353699 | n/a | n/a | n/a | Structural | n/a | n/a | n/a
Structural Usage | n/a | 1900-12-31T23:59:59 | Submitted:Submitted for Approval | Component | Curtain Wall:SL52CurtainWallingSystem:353699 | Non-bearing | n/a | n/a | Structural | n/a | n/a
Angle | n/a | 1900-12-31T23:59:59 | Submitted:Submitted for Approval | Component | Curtain Wall:SL52CurtainWallingSystem:353699 | 0 | n/a | n/a | Vertical Grid | n/a | n/a | n/a
Justification | n/a | 1900-12-31T23:59:59 | Submitted:Submitted for Approval | Component | Curtain Wall:SL52CurtainWallingSystem:353699 | Beginning | n/a | n/a | Vertical Grid | n/a | n/a
Number | n/a | 1900-12-31T23:59:59 | Submitted:Submitted for Approval | Component | Curtain Wall:SL52CurtainWallingSystem:353699 | 4 | n/a | n/a | Vertical Grid | n/a | n/a | n/a
Offset | n/a | 1900-12-31T23:59:59 | Submitted:Submitted for Approval | Component | Curtain Wall:SL52CurtainWallingSystem:353699 | 0 | n/a | n/a | Vertical Grid | n/a | n/a | n/a
Reference | n/a | 1900-12-31T23:59:59 | Submitted:Submitted for Approval | Component | Curtain Wall:SL52CurtainWallingSystem:353717 | SL52CurtainWallingSystem | n/a | n/a | Pset_CurtainWallCommon | n/a | n/a
IsExternal | n/a | 1900-12-31T23:59:59 | Submitted:Submitted for Approval | Component | Curtain Wall:SL52CurtainWallingSystem:353717 | TRUE | n/a | n/a | Pset_CurtainWallCommon | n/a | n/a | n/a
Manufacturer | n/a | 1900-12-31T23:59:59 | Submitted:Submitted for Approval | Component | Curtain Wall:SL52CurtainWallingSystem:353717 | AluK (GB) Ltd | n/a | n/a | Pset_ManufacturerTypeInformation | n/a | n/a
Base Constraint | n/a | 1900-12-31T23:59:59 | Submitted:Submitted for Approval | Component | Curtain Wall:SL52CurtainWallingSystem:353717 | Level: Ground Floor | n/a | n/a | Constraints | n/a | n/a
Base is Attached | n/a | 1900-12-31T23:59:59 | Submitted:Submitted for Approval | Component | Curtain Wall:SL52CurtainWallingSystem:353717 | n/a | n/a | n/a | Constraints | n/a | n/a | n/a
Base Offset | n/a | 1900-12-31T23:59:59 | Submitted:Submitted for Approval | Component | Curtain Wall:SL52CurtainWallingSystem:353717 | 0 | n/a | n/a | Constraints | n/a | n/a | n/a
Related to Mass | n/a | 1900-12-31T23:59:59 | Submitted:Submitted for Approval | Component | Curtain Wall:SL52CurtainWallingSystem:353717 | n/a | n/a | n/a | Constraints | n/a | n/a | n/a
Room Bounding | n/a | 1900-12-31T23:59:59 | Submitted:Submitted for Approval | Component | Curtain Wall:SL52CurtainWallingSystem:353717 | TRUE | n/a | n/a | Constraints | n/a | n/a | n/a
Top is Attached | n/a | 1900-12-31T23:59:59 | Submitted:Submitted for Approval | Component | Curtain Wall:SL52CurtainWallingSystem:353717 | n/a | n/a | n/a | Constraints | n/a | n/a | n/a
Top Offset | n/a | 1900-12-31T23:59:59 | Submitted:Submitted for Approval | Component | Curtain Wall:SL52CurtainWallingSystem:353717 | 0 | n/a | n/a | Constraints | n/a | n/a | n/a
Unconnected Height | n/a | 1900-12-31T23:59:59 | Submitted:Submitted for Approval | Component | Curtain Wall:SL52CurtainWallingSystem:353717 | 3490 | n/a | n/a | Constraints | n/a | n/a | n/a
Area | n/a | 1900-12-31T23:59:59 | Submitted:Submitted for Approval | Component | Curtain Wall:SL52CurtainWallingSystem:353717 | 0.97221 | n/a | n/a | Dimensions | n/a | n/a | n/a
Length | n/a | 1900-12-31T23:59:59 | Submitted:Submitted for Approval | Component | Curtain Wall:SL52CurtainWallingSystem:353717 | 278.5714 | n/a | n/a | Dimensions | n/a | n/a | n/a
Angle | n/a | 1900-12-31T23:59:59 | Submitted:Submitted for Approval | Component | Curtain Wall:SL52CurtainWallingSystem:353717 | 0 | n/a | n/a | Horizontal Grid | n/a | n/a | n/a
Justification | n/a | 1900-12-31T23:59:59 | Submitted:Submitted for Approval | Component | Curtain Wall:SL52CurtainWallingSystem:353717 | Beginning | n/a | n/a | Horizontal Grid | n/a | n/a
Number | n/a | 1900-12-31T23:59:59 | Submitted:Submitted for Approval | Component | Curtain Wall:SL52CurtainWallingSystem:353717 | 1 | n/a | n/a | Horizontal Grid | n/a | n/a | n/a
Offset | n/a | 1900-12-31T23:59:59 | Submitted:Submitted for Approval | Component | Curtain Wall:SL52CurtainWallingSystem:353717 | 0 | n/a | n/a | Horizontal Grid | n/a | n/a | n/a
Phase Created | n/a | 1900-12-31T23:59:59 | Submitted:Submitted for Approval | Component | Curtain Wall:SL52CurtainWallingSystem:353717 | New Construction | n/a | n/a | Phasing | n/a | n/a
Enable Analytical Model | n/a | 1900-12-31T23:59:59 | Submitted:Submitted for Approval | Component | Curtain Wall:SL52CurtainWallingSystem:353717 | n/a | n/a | n/a | Structural | n/a | n/a | n/a
Structural | n/a | 1900-12-31T23:59:59 | Submitted:Submitted for Approval | Component | Curtain Wall:SL52CurtainWallingSystem:353717 | n/a | n/a | n/a | Structural | n/a | n/a | n/a
Structural Usage | n/a | 1900-12-31T23:59:59 | Submitted:Submitted for Approval | Component | Curtain Wall:SL52CurtainWallingSystem:353717 | Non-bearing | n/a | n/a | Structural | n/a | n/a
Angle | n/a | 1900-12-31T23:59:59 | Submitted:Submitted for Approval | Component | Curtain Wall:SL52CurtainWallingSystem:353717 | 0 | n/a | n/a | Vertical Grid | n/a | n/a | n/a
Justification | n/a | 1900-12-31T23:59:59 | Submitted:Submitted for Approval | Component | Curtain Wall:SL52CurtainWallingSystem:353717 | Beginning | n/a | n/a | Vertical Grid | n/a | n/a
Number | n/a | 1900-12-31T23:59:59 | Submitted:Submitted for Approval | Component | Curtain Wall:SL52CurtainWallingSystem:353717 | 4 | n/a | n/a | Vertical Grid | n/a | n/a | n/a
Offset | n/a | 1900-12-31T23:59:59 | Submitted:Submitted for Approval | Component | Curtain Wall:SL52CurtainWallingSystem:353717 | 0 | n/a | n/a | Vertical Grid | n/a | n/a | n/a
Reference | n/a | 1900-12-31T23:59:59 | Submitted:Submitted for Approval | Component | Curtain Wall:SL52CurtainWallingSystem:353733 | SL52CurtainWallingSystem | n/a | n/a | Pset_CurtainWallCommon | n/a | n/a
IsExternal | n/a | 1900-12-31T23:59:59 | Submitted:Submitted for Approval | Component | Curtain Wall:SL52CurtainWallingSystem:353733 | TRUE | n/a | n/a | Pset_CurtainWallCommon | n/a | n/a | n/a
Manufacturer | n/a | 1900-12-31T23:59:59 | Submitted:Submitted for Approval | Component | Curtain Wall:SL52CurtainWallingSystem:353733 | AluK (GB) Ltd | n/a | n/a | Pset_ManufacturerTypeInformation | n/a | n/a
Base Constraint | n/a | 1900-12-31T23:59:59 | Submitted:Submitted for Approval | Component | Curtain Wall:SL52CurtainWallingSystem:353733 | Level: Ground Floor | n/a | n/a | Constraints | n/a | n/a
Base is Attached | n/a | 1900-12-31T23:59:59 | Submitted:Submitted for Approval | Component | Curtain Wall:SL52CurtainWallingSystem:353733 | n/a | n/a | n/a | Constraints | n/a | n/a | n/a
Base Offset | n/a | 1900-12-31T23:59:59 | Submitted:Submitted for Approval | Component | Curtain Wall:SL52CurtainWallingSystem:353733 | 0 | n/a | n/a | Constraints | n/a | n/a | n/a
Related to Mass | n/a | 1900-12-31T23:59:59 | Submitted:Submitted for Approval | Component | Curtain Wall:SL52CurtainWallingSystem:353733 | n/a | n/a | n/a | Constraints | n/a | n/a | n/a
Room Bounding | n/a | 1900-12-31T23:59:59 | Submitted:Submitted for Approval | Component | Curtain Wall:SL52CurtainWallingSystem:353733 | TRUE | n/a | n/a | Constraints | n/a | n/a | n/a
Top is Attached | n/a | 1900-12-31T23:59:59 | Submitted:Submitted for Approval | Component | Curtain Wall:SL52CurtainWallingSystem:353733 | n/a | n/a | n/a | Constraints | n/a | n/a | n/a
Top Offset | n/a | 1900-12-31T23:59:59 | Submitted:Submitted for Approval | Component | Curtain Wall:SL52CurtainWallingSystem:353733 | 0 | n/a | n/a | Constraints | n/a | n/a | n/a
Unconnected Height | n/a | 1900-12-31T23:59:59 | Submitted:Submitted for Approval | Component | Curtain Wall:SL52CurtainWallingSystem:353733 | 3490 | n/a | n/a | Constraints | n/a | n/a | n/a
Area | n/a | 1900-12-31T23:59:59 | Submitted:Submitted for Approval | Component | Curtain Wall:SL52CurtainWallingSystem:353733 | 0.97221 | n/a | n/a | Dimensions | n/a | n/a | n/a
Length | n/a | 1900-12-31T23:59:59 | Submitted:Submitted for Approval | Component | Curtain Wall:SL52CurtainWallingSystem:353733 | 278.5714 | n/a | n/a | Dimensions | n/a | n/a | n/a
Angle | n/a | 1900-12-31T23:59:59 | Submitted:Submitted for Approval | Component | Curtain Wall:SL52CurtainWallingSystem:353733 | 0 | n/a | n/a | Horizontal Grid | n/a | n/a | n/a
Justification | n/a | 1900-12-31T23:59:59 | Submitted:Submitted for Approval | Component | Curtain Wall:SL52CurtainWallingSystem:353733 | Beginning | n/a | n/a | Horizontal Grid | n/a | n/a
Number | n/a | 1900-12-31T23:59:59 | Submitted:Submitted for Approval | Component | Curtain Wall:SL52CurtainWallingSystem:353733 | 1 | n/a | n/a | Horizontal Grid | n/a | n/a | n/a
Offset | n/a | 1900-12-31T23:59:59 | Submitted:Submitted for Approval | Component | Curtain Wall:SL52CurtainWallingSystem:353733 | 0 | n/a | n/a | Horizontal Grid | n/a | n/a | n/a
Phase Created | n/a | 1900-12-31T23:59:59 | Submitted:Submitted for Approval | Component | Curtain Wall:SL52CurtainWallingSystem:353733 | New Construction | n/a | n/a | Phasing | n/a | n/a
Enable Analytical Model | n/a | 1900-12-31T23:59:59 | Submitted:Submitted for Approval | Component | Curtain Wall:SL52CurtainWallingSystem:353733 | n/a | n/a | n/a | Structural | n/a | n/a | n/a
Structural | n/a | 1900-12-31T23:59:59 | Submitted:Submitted for Approval | Component | Curtain Wall:SL52CurtainWallingSystem:353733 | n/a | n/a | n/a | Structural | n/a | n/a | n/a
Structural Usage | n/a | 1900-12-31T23:59:59 | Submitted:Submitted for Approval | Component | Curtain Wall:SL52CurtainWallingSystem:353733 | Non-bearing | n/a | n/a | Structural | n/a | n/a
Angle | n/a | 1900-12-31T23:59:59 | Submitted:Submitted for Approval | Component | Curtain Wall:SL52CurtainWallingSystem:353733 | 0 | n/a | n/a | Vertical Grid | n/a | n/a | n/a
Justification | n/a | 1900-12-31T23:59:59 | Submitted:Submitted for Approval | Component | Curtain Wall:SL52CurtainWallingSystem:353733 | Beginning | n/a | n/a | Vertical Grid | n/a | n/a
Number | n/a | 1900-12-31T23:59:59 | Submitted:Submitted for Approval | Component | Curtain Wall:SL52CurtainWallingSystem:353733 | 4 | n/a | n/a | Vertical Grid | n/a | n/a | n/a
Offset | n/a | 1900-12-31T23:59:59 | Submitted:Submitted for Approval | Component | Curtain Wall:SL52CurtainWallingSystem:353733 | 0 | n/a | n/a | Vertical Grid | n/a | n/a | n/a
Reference | n/a | 1900-12-31T23:59:59 | Submitted:Submitted for Approval | Component | Curtain Wall:SL52CurtainWallingSystem:353749 | SL52CurtainWallingSystem | n/a | n/a | Pset_CurtainWallCommon | n/a | n/a
IsExternal | n/a | 1900-12-31T23:59:59 | Submitted:Submitted for Approval | Component | Curtain Wall:SL52CurtainWallingSystem:353749 | TRUE | n/a | n/a | Pset_CurtainWallCommon | n/a | n/a | n/a
Manufacturer | n/a | 1900-12-31T23:59:59 | Submitted:Submitted for Approval | Component | Curtain Wall:SL52CurtainWallingSystem:353749 | AluK (GB) Ltd | n/a | n/a | Pset_ManufacturerTypeInformation | n/a | n/a
Base Constraint | n/a | 1900-12-31T23:59:59 | Submitted:Submitted for Approval | Component | Curtain Wall:SL52CurtainWallingSystem:353749 | Level: Ground Floor | n/a | n/a | Constraints | n/a | n/a
Base is Attached | n/a | 1900-12-31T23:59:59 | Submitted:Submitted for Approval | Component | Curtain Wall:SL52CurtainWallingSystem:353749 | n/a | n/a | n/a | Constraints | n/a | n/a | n/a
Base Offset | n/a | 1900-12-31T23:59:59 | Submitted:Submitted for Approval | Component | Curtain Wall:SL52CurtainWallingSystem:353749 | 0 | n/a | n/a | Constraints | n/a | n/a | n/a
Related to Mass | n/a | 1900-12-31T23:59:59 | Submitted:Submitted for Approval | Component | Curtain Wall:SL52CurtainWallingSystem:353749 | n/a | n/a | n/a | Constraints | n/a | n/a | n/a
Room Bounding | n/a | 1900-12-31T23:59:59 | Submitted:Submitted for Approval | Component | Curtain Wall:SL52CurtainWallingSystem:353749 | TRUE | n/a | n/a | Constraints | n/a | n/a | n/a
Top is Attached | n/a | 1900-12-31T23:59:59 | Submitted:Submitted for Approval | Component | Curtain Wall:SL52CurtainWallingSystem:353749 | n/a | n/a | n/a | Constraints | n/a | n/a | n/a
Top Offset | n/a | 1900-12-31T23:59:59 | Submitted:Submitted for Approval | Component | Curtain Wall:SL52CurtainWallingSystem:353749 | 0 | n/a | n/a | Constraints | n/a | n/a | n/a
Unconnected Height | n/a | 1900-12-31T23:59:59 | Submitted:Submitted for Approval | Component | Curtain Wall:SL52CurtainWallingSystem:353749 | 3490 | n/a | n/a | Constraints | n/a | n/a | n/a
Area | n/a | 1900-12-31T23:59:59 | Submitted:Submitted for Approval | Component | Curtain Wall:SL52CurtainWallingSystem:353749 | 0.97221 | n/a | n/a | Dimensions | n/a | n/a | n/a
Length | n/a | 1900-12-31T23:59:59 | Submitted:Submitted for Approval | Component | Curtain Wall:SL52CurtainWallingSystem:353749 | 278.5714 | n/a | n/a | Dimensions | n/a | n/a | n/a
Angle | n/a | 1900-12-31T23:59:59 | Submitted:Submitted for Approval | Component | Curtain Wall:SL52CurtainWallingSystem:353749 | 0 | n/a | n/a | Horizontal Grid | n/a | n/a | n/a
Justification | n/a | 1900-12-31T23:59:59 | Submitted:Submitted for Approval | Component | Curtain Wall:SL52CurtainWallingSystem:353749 | Beginning | n/a | n/a | Horizontal Grid | n/a | n/a
Number | n/a | 1900-12-31T23:59:59 | Submitted:Submitted for Approval | Component | Curtain Wall:SL52CurtainWallingSystem:353749 | 1 | n/a | n/a | Horizontal Grid | n/a | n/a | n/a
Offset | n/a | 1900-12-31T23:59:59 | Submitted:Submitted for Approval | Component | Curtain Wall:SL52CurtainWallingSystem:353749 | 0 | n/a | n/a | Horizontal Grid | n/a | n/a | n/a
Phase Created | n/a | 1900-12-31T23:59:59 | Submitted:Submitted for Approval | Component | Curtain Wall:SL52CurtainWallingSystem:353749 | New Construction | n/a | n/a | Phasing | n/a | n/a
Enable Analytical Model | n/a | 1900-12-31T23:59:59 | Submitted:Submitted for Approval | Component | Curtain Wall:SL52CurtainWallingSystem:353749 | n/a | n/a | n/a | Structural | n/a | n/a | n/a
Structural | n/a | 1900-12-31T23:59:59 | Submitted:Submitted for Approval | Component | Curtain Wall:SL52CurtainWallingSystem:353749 | n/a | n/a | n/a | Structural | n/a | n/a | n/a
Structural Usage | n/a | 1900-12-31T23:59:59 | Submitted:Submitted for Approval | Component | Curtain Wall:SL52CurtainWallingSystem:353749 | Non-bearing | n/a | n/a | Structural | n/a | n/a
Angle | n/a | 1900-12-31T23:59:59 | Submitted:Submitted for Approval | Component | Curtain Wall:SL52CurtainWallingSystem:353749 | 0 | n/a | n/a | Vertical Grid | n/a | n/a | n/a
Justification | n/a | 1900-12-31T23:59:59 | Submitted:Submitted for Approval | Component | Curtain Wall:SL52CurtainWallingSystem:353749 | Beginning | n/a | n/a | Vertical Grid | n/a | n/a
Number | n/a | 1900-12-31T23:59:59 | Submitted:Submitted for Approval | Component | Curtain Wall:SL52CurtainWallingSystem:353749 | 4 | n/a | n/a | Vertical Grid | n/a | n/a | n/a
Offset | n/a | 1900-12-31T23:59:59 | Submitted:Submitted for Approval | Component | Curtain Wall:SL52CurtainWallingSystem:353749 | 0 | n/a | n/a | Vertical Grid | n/a | n/a | n/a
Reference | n/a | 1900-12-31T23:59:59 | Submitted:Submitted for Approval | Component | Curtain Wall:SL52CurtainWallingSystem:353767 | SL52CurtainWallingSystem | n/a | n/a | Pset_CurtainWallCommon | n/a | n/a
IsExternal | n/a | 1900-12-31T23:59:59 | Submitted:Submitted for Approval | Component | Curtain Wall:SL52CurtainWallingSystem:353767 | TRUE | n/a | n/a | Pset_CurtainWallCommon | n/a | n/a | n/a
Manufacturer | n/a | 1900-12-31T23:59:59 | Submitted:Submitted for Approval | Component | Curtain Wall:SL52CurtainWallingSystem:353767 | AluK (GB) Ltd | n/a | n/a | Pset_ManufacturerTypeInformation | n/a | n/a
Base Constraint | n/a | 1900-12-31T23:59:59 | Submitted:Submitted for Approval | Component | Curtain Wall:SL52CurtainWallingSystem:353767 | Level: Ground Floor | n/a | n/a | Constraints | n/a | n/a
Base is Attached | n/a | 1900-12-31T23:59:59 | Submitted:Submitted for Approval | Component | Curtain Wall:SL52CurtainWallingSystem:353767 | n/a | n/a | n/a | Constraints | n/a | n/a | n/a
Base Offset | n/a | 1900-12-31T23:59:59 | Submitted:Submitted for Approval | Component | Curtain Wall:SL52CurtainWallingSystem:353767 | 0 | n/a | n/a | Constraints | n/a | n/a | n/a
Related to Mass | n/a | 1900-12-31T23:59:59 | Submitted:Submitted for Approval | Component | Curtain Wall:SL52CurtainWallingSystem:353767 | n/a | n/a | n/a | Constraints | n/a | n/a | n/a
Room Bounding | n/a | 1900-12-31T23:59:59 | Submitted:Submitted for Approval | Component | Curtain Wall:SL52CurtainWallingSystem:353767 | TRUE | n/a | n/a | Constraints | n/a | n/a | n/a
Top is Attached | n/a | 1900-12-31T23:59:59 | Submitted:Submitted for Approval | Component | Curtain Wall:SL52CurtainWallingSystem:353767 | n/a | n/a | n/a | Constraints | n/a | n/a | n/a
Top Offset | n/a | 1900-12-31T23:59:59 | Submitted:Submitted for Approval | Component | Curtain Wall:SL52CurtainWallingSystem:353767 | 0 | n/a | n/a | Constraints | n/a | n/a | n/a
Unconnected Height | n/a | 1900-12-31T23:59:59 | Submitted:Submitted for Approval | Component | Curtain Wall:SL52CurtainWallingSystem:353767 | 3490 | n/a | n/a | Constraints | n/a | n/a | n/a
Area | n/a | 1900-12-31T23:59:59 | Submitted:Submitted for Approval | Component | Curtain Wall:SL52CurtainWallingSystem:353767 | 0.97221 | n/a | n/a | Dimensions | n/a | n/a | n/a
Length | n/a | 1900-12-31T23:59:59 | Submitted:Submitted for Approval | Component | Curtain Wall:SL52CurtainWallingSystem:353767 | 278.5714 | n/a | n/a | Dimensions | n/a | n/a | n/a
Angle | n/a | 1900-12-31T23:59:59 | Submitted:Submitted for Approval | Component | Curtain Wall:SL52CurtainWallingSystem:353767 | 0 | n/a | n/a | Horizontal Grid | n/a | n/a | n/a
Justification | n/a | 1900-12-31T23:59:59 | Submitted:Submitted for Approval | Component | Curtain Wall:SL52CurtainWallingSystem:353767 | Beginning | n/a | n/a | Horizontal Grid | n/a | n/a
Number | n/a | 1900-12-31T23:59:59 | Submitted:Submitted for Approval | Component | Curtain Wall:SL52CurtainWallingSystem:353767 | 1 | n/a | n/a | Horizontal Grid | n/a | n/a | n/a
Offset | n/a | 1900-12-31T23:59:59 | Submitted:Submitted for Approval | Component | Curtain Wall:SL52CurtainWallingSystem:353767 | 0 | n/a | n/a | Horizontal Grid | n/a | n/a | n/a
Phase Created | n/a | 1900-12-31T23:59:59 | Submitted:Submitted for Approval | Component | Curtain Wall:SL52CurtainWallingSystem:353767 | New Construction | n/a | n/a | Phasing | n/a | n/a
Enable Analytical Model | n/a | 1900-12-31T23:59:59 | Submitted:Submitted for Approval | Component | Curtain Wall:SL52CurtainWallingSystem:353767 | n/a | n/a | n/a | Structural | n/a | n/a | n/a
Structural | n/a | 1900-12-31T23:59:59 | Submitted:Submitted for Approval | Component | Curtain Wall:SL52CurtainWallingSystem:353767 | n/a | n/a | n/a | Structural | n/a | n/a | n/a
Structural Usage | n/a | 1900-12-31T23:59:59 | Submitted:Submitted for Approval | Component | Curtain Wall:SL52CurtainWallingSystem:353767 | Non-bearing | n/a | n/a | Structural | n/a | n/a
Angle | n/a | 1900-12-31T23:59:59 | Submitted:Submitted for Approval | Component | Curtain Wall:SL52CurtainWallingSystem:353767 | 0 | n/a | n/a | Vertical Grid | n/a | n/a | n/a
Justification | n/a | 1900-12-31T23:59:59 | Submitted:Submitted for Approval | Component | Curtain Wall:SL52CurtainWallingSystem:353767 | Beginning | n/a | n/a | Vertical Grid | n/a | n/a
Number | n/a | 1900-12-31T23:59:59 | Submitted:Submitted for Approval | Component | Curtain Wall:SL52CurtainWallingSystem:353767 | 4 | n/a | n/a | Vertical Grid | n/a | n/a | n/a
Offset | n/a | 1900-12-31T23:59:59 | Submitted:Submitted for Approval | Component | Curtain Wall:SL52CurtainWallingSystem:353767 | 0 | n/a | n/a | Vertical Grid | n/a | n/a | n/a
Reference | n/a | 1900-12-31T23:59:59 | Submitted:Submitted for Approval | Component | Curtain Wall:SL52CurtainWallingSystem:353785 | SL52CurtainWallingSystem | n/a | n/a | Pset_CurtainWallCommon | n/a | n/a
IsExternal | n/a | 1900-12-31T23:59:59 | Submitted:Submitted for Approval | Component | Curtain Wall:SL52CurtainWallingSystem:353785 | TRUE | n/a | n/a | Pset_CurtainWallCommon | n/a | n/a | n/a
Manufacturer | n/a | 1900-12-31T23:59:59 | Submitted:Submitted for Approval | Component | Curtain Wall:SL52CurtainWallingSystem:353785 | AluK (GB) Ltd | n/a | n/a | Pset_ManufacturerTypeInformation | n/a | n/a
Base Constraint | n/a | 1900-12-31T23:59:59 | Submitted:Submitted for Approval | Component | Curtain Wall:SL52CurtainWallingSystem:353785 | Level: Ground Floor | n/a | n/a | Constraints | n/a | n/a
Base is Attached | n/a | 1900-12-31T23:59:59 | Submitted:Submitted for Approval | Component | Curtain Wall:SL52CurtainWallingSystem:353785 | n/a | n/a | n/a | Constraints | n/a | n/a | n/a
Base Offset | n/a | 1900-12-31T23:59:59 | Submitted:Submitted for Approval | Component | Curtain Wall:SL52CurtainWallingSystem:353785 | 0 | n/a | n/a | Constraints | n/a | n/a | n/a
Related to Mass | n/a | 1900-12-31T23:59:59 | Submitted:Submitted for Approval | Component | Curtain Wall:SL52CurtainWallingSystem:353785 | n/a | n/a | n/a | Constraints | n/a | n/a | n/a
Room Bounding | n/a | 1900-12-31T23:59:59 | Submitted:Submitted for Approval | Component | Curtain Wall:SL52CurtainWallingSystem:353785 | TRUE | n/a | n/a | Constraints | n/a | n/a | n/a
Top is Attached | n/a | 1900-12-31T23:59:59 | Submitted:Submitted for Approval | Component | Curtain Wall:SL52CurtainWallingSystem:353785 | n/a | n/a | n/a | Constraints | n/a | n/a | n/a
Top Offset | n/a | 1900-12-31T23:59:59 | Submitted:Submitted for Approval | Component | Curtain Wall:SL52CurtainWallingSystem:353785 | 0 | n/a | n/a | Constraints | n/a | n/a | n/a
Unconnected Height | n/a | 1900-12-31T23:59:59 | Submitted:Submitted for Approval | Component | Curtain Wall:SL52CurtainWallingSystem:353785 | 3490 | n/a | n/a | Constraints | n/a | n/a | n/a
Area | n/a | 1900-12-31T23:59:59 | Submitted:Submitted for Approval | Component | Curtain Wall:SL52CurtainWallingSystem:353785 | 0.97221 | n/a | n/a | Dimensions | n/a | n/a | n/a
Length | n/a | 1900-12-31T23:59:59 | Submitted:Submitted for Approval | Component | Curtain Wall:SL52CurtainWallingSystem:353785 | 278.5714 | n/a | n/a | Dimensions | n/a | n/a | n/a
Angle | n/a | 1900-12-31T23:59:59 | Submitted:Submitted for Approval | Component | Curtain Wall:SL52CurtainWallingSystem:353785 | 0 | n/a | n/a | Horizontal Grid | n/a | n/a | n/a
Justification | n/a | 1900-12-31T23:59:59 | Submitted:Submitted for Approval | Component | Curtain Wall:SL52CurtainWallingSystem:353785 | Beginning | n/a | n/a | Horizontal Grid | n/a | n/a
Number | n/a | 1900-12-31T23:59:59 | Submitted:Submitted for Approval | Component | Curtain Wall:SL52CurtainWallingSystem:353785 | 1 | n/a | n/a | Horizontal Grid | n/a | n/a | n/a
Offset | n/a | 1900-12-31T23:59:59 | Submitted:Submitted for Approval | Component | Curtain Wall:SL52CurtainWallingSystem:353785 | 0 | n/a | n/a | Horizontal Grid | n/a | n/a | n/a
Phase Created | n/a | 1900-12-31T23:59:59 | Submitted:Submitted for Approval | Component | Curtain Wall:SL52CurtainWallingSystem:353785 | New Construction | n/a | n/a | Phasing | n/a | n/a
Enable Analytical Model | n/a | 1900-12-31T23:59:59 | Submitted:Submitted for Approval | Component | Curtain Wall:SL52CurtainWallingSystem:353785 | n/a | n/a | n/a | Structural | n/a | n/a | n/a
Structural | n/a | 1900-12-31T23:59:59 | Submitted:Submitted for Approval | Component | Curtain Wall:SL52CurtainWallingSystem:353785 | n/a | n/a | n/a | Structural | n/a | n/a | n/a
Structural Usage | n/a | 1900-12-31T23:59:59 | Submitted:Submitted for Approval | Component | Curtain Wall:SL52CurtainWallingSystem:353785 | Non-bearing | n/a | n/a | Structural | n/a | n/a
Angle | n/a | 1900-12-31T23:59:59 | Submitted:Submitted for Approval | Component | Curtain Wall:SL52CurtainWallingSystem:353785 | 0 | n/a | n/a | Vertical Grid | n/a | n/a | n/a
Justification | n/a | 1900-12-31T23:59:59 | Submitted:Submitted for Approval | Component | Curtain Wall:SL52CurtainWallingSystem:353785 | Beginning | n/a | n/a | Vertical Grid | n/a | n/a
Number | n/a | 1900-12-31T23:59:59 | Submitted:Submitted for Approval | Component | Curtain Wall:SL52CurtainWallingSystem:353785 | 4 | n/a | n/a | Vertical Grid | n/a | n/a | n/a
Offset | n/a | 1900-12-31T23:59:59 | Submitted:Submitted for Approval | Component | Curtain Wall:SL52CurtainWallingSystem:353785 | 0 | n/a | n/a | Vertical Grid | n/a | n/a | n/a
Reference | n/a | 1900-12-31T23:59:59 | Submitted:Submitted for Approval | Component | Curtain Wall:SL52CurtainWallingSystem:353803 | SL52CurtainWallingSystem | n/a | n/a | Pset_CurtainWallCommon | n/a | n/a
IsExternal | n/a | 1900-12-31T23:59:59 | Submitted:Submitted for Approval | Component | Curtain Wall:SL52CurtainWallingSystem:353803 | TRUE | n/a | n/a | Pset_CurtainWallCommon | n/a | n/a | n/a
Manufacturer | n/a | 1900-12-31T23:59:59 | Submitted:Submitted for Approval | Component | Curtain Wall:SL52CurtainWallingSystem:353803 | AluK (GB) Ltd | n/a | n/a | Pset_ManufacturerTypeInformation | n/a | n/a
Base Constraint | n/a | 1900-12-31T23:59:59 | Submitted:Submitted for Approval | Component | Curtain Wall:SL52CurtainWallingSystem:353803 | Level: Ground Floor | n/a | n/a | Constraints | n/a | n/a
Base is Attached | n/a | 1900-12-31T23:59:59 | Submitted:Submitted for Approval | Component | Curtain Wall:SL52CurtainWallingSystem:353803 | n/a | n/a | n/a | Constraints | n/a | n/a | n/a
Base Offset | n/a | 1900-12-31T23:59:59 | Submitted:Submitted for Approval | Component | Curtain Wall:SL52CurtainWallingSystem:353803 | 0 | n/a | n/a | Constraints | n/a | n/a | n/a
Related to Mass | n/a | 1900-12-31T23:59:59 | Submitted:Submitted for Approval | Component | Curtain Wall:SL52CurtainWallingSystem:353803 | n/a | n/a | n/a | Constraints | n/a | n/a | n/a
Room Bounding | n/a | 1900-12-31T23:59:59 | Submitted:Submitted for Approval | Component | Curtain Wall:SL52CurtainWallingSystem:353803 | TRUE | n/a | n/a | Constraints | n/a | n/a | n/a
Top is Attached | n/a | 1900-12-31T23:59:59 | Submitted:Submitted for Approval | Component | Curtain Wall:SL52CurtainWallingSystem:353803 | n/a | n/a | n/a | Constraints | n/a | n/a | n/a
Top Offset | n/a | 1900-12-31T23:59:59 | Submitted:Submitted for Approval | Component | Curtain Wall:SL52CurtainWallingSystem:353803 | 0 | n/a | n/a | Constraints | n/a | n/a | n/a
Unconnected Height | n/a | 1900-12-31T23:59:59 | Submitted:Submitted for Approval | Component | Curtain Wall:SL52CurtainWallingSystem:353803 | 3490 | n/a | n/a | Constraints | n/a | n/a | n/a
Area | n/a | 1900-12-31T23:59:59 | Submitted:Submitted for Approval | Component | Curtain Wall:SL52CurtainWallingSystem:353803 | 0.97221 | n/a | n/a | Dimensions | n/a | n/a | n/a
Length | n/a | 1900-12-31T23:59:59 | Submitted:Submitted for Approval | Component | Curtain Wall:SL52CurtainWallingSystem:353803 | 278.5714 | n/a | n/a | Dimensions | n/a | n/a | n/a
Angle | n/a | 1900-12-31T23:59:59 | Submitted:Submitted for Approval | Component | Curtain Wall:SL52CurtainWallingSystem:353803 | 0 | n/a | n/a | Horizontal Grid | n/a | n/a | n/a
Justification | n/a | 1900-12-31T23:59:59 | Submitted:Submitted for Approval | Component | Curtain Wall:SL52CurtainWallingSystem:353803 | Beginning | n/a | n/a | Horizontal Grid | n/a | n/a
Number | n/a | 1900-12-31T23:59:59 | Submitted:Submitted for Approval | Component | Curtain Wall:SL52CurtainWallingSystem:353803 | 1 | n/a | n/a | Horizontal Grid | n/a | n/a | n/a
Offset | n/a | 1900-12-31T23:59:59 | Submitted:Submitted for Approval | Component | Curtain Wall:SL52CurtainWallingSystem:353803 | 0 | n/a | n/a | Horizontal Grid | n/a | n/a | n/a
Phase Created | n/a | 1900-12-31T23:59:59 | Submitted:Submitted for Approval | Component | Curtain Wall:SL52CurtainWallingSystem:353803 | New Construction | n/a | n/a | Phasing | n/a | n/a
Enable Analytical Model | n/a | 1900-12-31T23:59:59 | Submitted:Submitted for Approval | Component | Curtain Wall:SL52CurtainWallingSystem:353803 | n/a | n/a | n/a | Structural | n/a | n/a | n/a
Structural | n/a | 1900-12-31T23:59:59 | Submitted:Submitted for Approval | Component | Curtain Wall:SL52CurtainWallingSystem:353803 | n/a | n/a | n/a | Structural | n/a | n/a | n/a
Structural Usage | n/a | 1900-12-31T23:59:59 | Submitted:Submitted for Approval | Component | Curtain Wall:SL52CurtainWallingSystem:353803 | Non-bearing | n/a | n/a | Structural | n/a | n/a
Angle | n/a | 1900-12-31T23:59:59 | Submitted:Submitted for Approval | Component | Curtain Wall:SL52CurtainWallingSystem:353803 | 0 | n/a | n/a | Vertical Grid | n/a | n/a | n/a
Justification | n/a | 1900-12-31T23:59:59 | Submitted:Submitted for Approval | Component | Curtain Wall:SL52CurtainWallingSystem:353803 | Beginning | n/a | n/a | Vertical Grid | n/a | n/a
Number | n/a | 1900-12-31T23:59:59 | Submitted:Submitted for Approval | Component | Curtain Wall:SL52CurtainWallingSystem:353803 | 4 | n/a | n/a | Vertical Grid | n/a | n/a | n/a
Offset | n/a | 1900-12-31T23:59:59 | Submitted:Submitted for Approval | Component | Curtain Wall:SL52CurtainWallingSystem:353803 | 0 | n/a | n/a | Vertical Grid | n/a | n/a | n/a
Reference | n/a | 1900-12-31T23:59:59 | Submitted:Submitted for Approval | Component | Curtain Wall:SL52CurtainWallingSystem:353821 | SL52CurtainWallingSystem | n/a | n/a | Pset_CurtainWallCommon | n/a | n/a
IsExternal | n/a | 1900-12-31T23:59:59 | Submitted:Submitted for Approval | Component | Curtain Wall:SL52CurtainWallingSystem:353821 | TRUE | n/a | n/a | Pset_CurtainWallCommon | n/a | n/a | n/a
Manufacturer | n/a | 1900-12-31T23:59:59 | Submitted:Submitted for Approval | Component | Curtain Wall:SL52CurtainWallingSystem:353821 | AluK (GB) Ltd | n/a | n/a | Pset_ManufacturerTypeInformation | n/a | n/a
Base Constraint | n/a | 1900-12-31T23:59:59 | Submitted:Submitted for Approval | Component | Curtain Wall:SL52CurtainWallingSystem:353821 | Level: Ground Floor | n/a | n/a | Constraints | n/a | n/a
Base is Attached | n/a | 1900-12-31T23:59:59 | Submitted:Submitted for Approval | Component | Curtain Wall:SL52CurtainWallingSystem:353821 | n/a | n/a | n/a | Constraints | n/a | n/a | n/a
Base Offset | n/a | 1900-12-31T23:59:59 | Submitted:Submitted for Approval | Component | Curtain Wall:SL52CurtainWallingSystem:353821 | 0 | n/a | n/a | Constraints | n/a | n/a | n/a
Related to Mass | n/a | 1900-12-31T23:59:59 | Submitted:Submitted for Approval | Component | Curtain Wall:SL52CurtainWallingSystem:353821 | n/a | n/a | n/a | Constraints | n/a | n/a | n/a
Room Bounding | n/a | 1900-12-31T23:59:59 | Submitted:Submitted for Approval | Component | Curtain Wall:SL52CurtainWallingSystem:353821 | TRUE | n/a | n/a | Constraints | n/a | n/a | n/a
Top is Attached | n/a | 1900-12-31T23:59:59 | Submitted:Submitted for Approval | Component | Curtain Wall:SL52CurtainWallingSystem:353821 | n/a | n/a | n/a | Constraints | n/a | n/a | n/a
Top Offset | n/a | 1900-12-31T23:59:59 | Submitted:Submitted for Approval | Component | Curtain Wall:SL52CurtainWallingSystem:353821 | 0 | n/a | n/a | Constraints | n/a | n/a | n/a
Unconnected Height | n/a | 1900-12-31T23:59:59 | Submitted:Submitted for Approval | Component | Curtain Wall:SL52CurtainWallingSystem:353821 | 3490 | n/a | n/a | Constraints | n/a | n/a | n/a
Area | n/a | 1900-12-31T23:59:59 | Submitted:Submitted for Approval | Component | Curtain Wall:SL52CurtainWallingSystem:353821 | 0.97221 | n/a | n/a | Dimensions | n/a | n/a | n/a
Length | n/a | 1900-12-31T23:59:59 | Submitted:Submitted for Approval | Component | Curtain Wall:SL52CurtainWallingSystem:353821 | 278.5714 | n/a | n/a | Dimensions | n/a | n/a | n/a
Angle | n/a | 1900-12-31T23:59:59 | Submitted:Submitted for Approval | Component | Curtain Wall:SL52CurtainWallingSystem:353821 | 0 | n/a | n/a | Horizontal Grid | n/a | n/a | n/a
Justification | n/a | 1900-12-31T23:59:59 | Submitted:Submitted for Approval | Component | Curtain Wall:SL52CurtainWallingSystem:353821 | Beginning | n/a | n/a | Horizontal Grid | n/a | n/a
Number | n/a | 1900-12-31T23:59:59 | Submitted:Submitted for Approval | Component | Curtain Wall:SL52CurtainWallingSystem:353821 | 1 | n/a | n/a | Horizontal Grid | n/a | n/a | n/a
Offset | n/a | 1900-12-31T23:59:59 | Submitted:Submitted for Approval | Component | Curtain Wall:SL52CurtainWallingSystem:353821 | 0 | n/a | n/a | Horizontal Grid | n/a | n/a | n/a
Phase Created | n/a | 1900-12-31T23:59:59 | Submitted:Submitted for Approval | Component | Curtain Wall:SL52CurtainWallingSystem:353821 | New Construction | n/a | n/a | Phasing | n/a | n/a
Enable Analytical Model | n/a | 1900-12-31T23:59:59 | Submitted:Submitted for Approval | Component | Curtain Wall:SL52CurtainWallingSystem:353821 | n/a | n/a | n/a | Structural | n/a | n/a | n/a
Structural | n/a | 1900-12-31T23:59:59 | Submitted:Submitted for Approval | Component | Curtain Wall:SL52CurtainWallingSystem:353821 | n/a | n/a | n/a | Structural | n/a | n/a | n/a
Structural Usage | n/a | 1900-12-31T23:59:59 | Submitted:Submitted for Approval | Component | Curtain Wall:SL52CurtainWallingSystem:353821 | Non-bearing | n/a | n/a | Structural | n/a | n/a
Angle | n/a | 1900-12-31T23:59:59 | Submitted:Submitted for Approval | Component | Curtain Wall:SL52CurtainWallingSystem:353821 | 0 | n/a | n/a | Vertical Grid | n/a | n/a | n/a
Justification | n/a | 1900-12-31T23:59:59 | Submitted:Submitted for Approval | Component | Curtain Wall:SL52CurtainWallingSystem:353821 | Beginning | n/a | n/a | Vertical Grid | n/a | n/a
Number | n/a | 1900-12-31T23:59:59 | Submitted:Submitted for Approval | Component | Curtain Wall:SL52CurtainWallingSystem:353821 | 4 | n/a | n/a | Vertical Grid | n/a | n/a | n/a
Offset | n/a | 1900-12-31T23:59:59 | Submitted:Submitted for Approval | Component | Curtain Wall:SL52CurtainWallingSystem:353821 | 0 | n/a | n/a | Vertical Grid | n/a | n/a | n/a
Reference | n/a | 1900-12-31T23:59:59 | Submitted:Submitted for Approval | Component | Curtain Wall:SL52CurtainWallingSystem:356044 | SL52CurtainWallingSystem | n/a | n/a | Pset_CurtainWallCommon | n/a | n/a
IsExternal | n/a | 1900-12-31T23:59:59 | Submitted:Submitted for Approval | Component | Curtain Wall:SL52CurtainWallingSystem:356044 | TRUE | n/a | n/a | Pset_CurtainWallCommon | n/a | n/a | n/a
Manufacturer | n/a | 1900-12-31T23:59:59 | Submitted:Submitted for Approval | Component | Curtain Wall:SL52CurtainWallingSystem:356044 | AluK (GB) Ltd | n/a | n/a | Pset_ManufacturerTypeInformation | n/a | n/a
Base Constraint | n/a | 1900-12-31T23:59:59 | Submitted:Submitted for Approval | Component | Curtain Wall:SL52CurtainWallingSystem:356044 | Level: Ground Floor | n/a | n/a | Constraints | n/a | n/a
Base is Attached | n/a | 1900-12-31T23:59:59 | Submitted:Submitted for Approval | Component | Curtain Wall:SL52CurtainWallingSystem:356044 | n/a | n/a | n/a | Constraints | n/a | n/a | n/a
Base Offset | n/a | 1900-12-31T23:59:59 | Submitted:Submitted for Approval | Component | Curtain Wall:SL52CurtainWallingSystem:356044 | 0 | n/a | n/a | Constraints | n/a | n/a | n/a
Related to Mass | n/a | 1900-12-31T23:59:59 | Submitted:Submitted for Approval | Component | Curtain Wall:SL52CurtainWallingSystem:356044 | n/a | n/a | n/a | Constraints | n/a | n/a | n/a
Room Bounding | n/a | 1900-12-31T23:59:59 | Submitted:Submitted for Approval | Component | Curtain Wall:SL52CurtainWallingSystem:356044 | TRUE | n/a | n/a | Constraints | n/a | n/a | n/a
Top is Attached | n/a | 1900-12-31T23:59:59 | Submitted:Submitted for Approval | Component | Curtain Wall:SL52CurtainWallingSystem:356044 | n/a | n/a | n/a | Constraints | n/a | n/a | n/a
Top Offset | n/a | 1900-12-31T23:59:59 | Submitted:Submitted for Approval | Component | Curtain Wall:SL52CurtainWallingSystem:356044 | 0 | n/a | n/a | Constraints | n/a | n/a | n/a
Unconnected Height | n/a | 1900-12-31T23:59:59 | Submitted:Submitted for Approval | Component | Curtain Wall:SL52CurtainWallingSystem:356044 | 3490 | n/a | n/a | Constraints | n/a | n/a | n/a
Area | n/a | 1900-12-31T23:59:59 | Submitted:Submitted for Approval | Component | Curtain Wall:SL52CurtainWallingSystem:356044 | 0.97221 | n/a | n/a | Dimensions | n/a | n/a | n/a
Length | n/a | 1900-12-31T23:59:59 | Submitted:Submitted for Approval | Component | Curtain Wall:SL52CurtainWallingSystem:356044 | 278.5714 | n/a | n/a | Dimensions | n/a | n/a | n/a
Angle | n/a | 1900-12-31T23:59:59 | Submitted:Submitted for Approval | Component | Curtain Wall:SL52CurtainWallingSystem:356044 | 0 | n/a | n/a | Horizontal Grid | n/a | n/a | n/a
Justification | n/a | 1900-12-31T23:59:59 | Submitted:Submitted for Approval | Component | Curtain Wall:SL52CurtainWallingSystem:356044 | Beginning | n/a | n/a | Horizontal Grid | n/a | n/a
Number | n/a | 1900-12-31T23:59:59 | Submitted:Submitted for Approval | Component | Curtain Wall:SL52CurtainWallingSystem:356044 | 1 | n/a | n/a | Horizontal Grid | n/a | n/a | n/a
Offset | n/a | 1900-12-31T23:59:59 | Submitted:Submitted for Approval | Component | Curtain Wall:SL52CurtainWallingSystem:356044 | 0 | n/a | n/a | Horizontal Grid | n/a | n/a | n/a
Phase Created | n/a | 1900-12-31T23:59:59 | Submitted:Submitted for Approval | Component | Curtain Wall:SL52CurtainWallingSystem:356044 | New Construction | n/a | n/a | Phasing | n/a | n/a
Enable Analytical Model | n/a | 1900-12-31T23:59:59 | Submitted:Submitted for Approval | Component | Curtain Wall:SL52CurtainWallingSystem:356044 | n/a | n/a | n/a | Structural | n/a | n/a | n/a
Structural | n/a | 1900-12-31T23:59:59 | Submitted:Submitted for Approval | Component | Curtain Wall:SL52CurtainWallingSystem:356044 | n/a | n/a | n/a | Structural | n/a | n/a | n/a
Structural Usage | n/a | 1900-12-31T23:59:59 | Submitted:Submitted for Approval | Component | Curtain Wall:SL52CurtainWallingSystem:356044 | Non-bearing | n/a | n/a | Structural | n/a | n/a
Angle | n/a | 1900-12-31T23:59:59 | Submitted:Submitted for Approval | Component | Curtain Wall:SL52CurtainWallingSystem:356044 | 0 | n/a | n/a | Vertical Grid | n/a | n/a | n/a
Justification | n/a | 1900-12-31T23:59:59 | Submitted:Submitted for Approval | Component | Curtain Wall:SL52CurtainWallingSystem:356044 | Beginning | n/a | n/a | Vertical Grid | n/a | n/a
Number | n/a | 1900-12-31T23:59:59 | Submitted:Submitted for Approval | Component | Curtain Wall:SL52CurtainWallingSystem:356044 | 4 | n/a | n/a | Vertical Grid | n/a | n/a | n/a
Offset | n/a | 1900-12-31T23:59:59 | Submitted:Submitted for Approval | Component | Curtain Wall:SL52CurtainWallingSystem:356044 | 0 | n/a | n/a | Vertical Grid | n/a | n/a | n/a
Reference | n/a | 1900-12-31T23:59:59 | Submitted:Submitted for Approval | Component | Curtain Wall:SL52CurtainWallingSystem:356055 | SL52CurtainWallingSystem | n/a | n/a | Pset_CurtainWallCommon | n/a | n/a
IsExternal | n/a | 1900-12-31T23:59:59 | Submitted:Submitted for Approval | Component | Curtain Wall:SL52CurtainWallingSystem:356055 | TRUE | n/a | n/a | Pset_CurtainWallCommon | n/a | n/a | n/a
Manufacturer | n/a | 1900-12-31T23:59:59 | Submitted:Submitted for Approval | Component | Curtain Wall:SL52CurtainWallingSystem:356055 | AluK (GB) Ltd | n/a | n/a | Pset_ManufacturerTypeInformation | n/a | n/a
Base Constraint | n/a | 1900-12-31T23:59:59 | Submitted:Submitted for Approval | Component | Curtain Wall:SL52CurtainWallingSystem:356055 | Level: Ground Floor | n/a | n/a | Constraints | n/a | n/a
Base is Attached | n/a | 1900-12-31T23:59:59 | Submitted:Submitted for Approval | Component | Curtain Wall:SL52CurtainWallingSystem:356055 | n/a | n/a | n/a | Constraints | n/a | n/a | n/a
Base Offset | n/a | 1900-12-31T23:59:59 | Submitted:Submitted for Approval | Component | Curtain Wall:SL52CurtainWallingSystem:356055 | 0 | n/a | n/a | Constraints | n/a | n/a | n/a
Related to Mass | n/a | 1900-12-31T23:59:59 | Submitted:Submitted for Approval | Component | Curtain Wall:SL52CurtainWallingSystem:356055 | n/a | n/a | n/a | Constraints | n/a | n/a | n/a
Room Bounding | n/a | 1900-12-31T23:59:59 | Submitted:Submitted for Approval | Component | Curtain Wall:SL52CurtainWallingSystem:356055 | TRUE | n/a | n/a | Constraints | n/a | n/a | n/a
Top is Attached | n/a | 1900-12-31T23:59:59 | Submitted:Submitted for Approval | Component | Curtain Wall:SL52CurtainWallingSystem:356055 | n/a | n/a | n/a | Constraints | n/a | n/a | n/a
Top Offset | n/a | 1900-12-31T23:59:59 | Submitted:Submitted for Approval | Component | Curtain Wall:SL52CurtainWallingSystem:356055 | 0 | n/a | n/a | Constraints | n/a | n/a | n/a
Unconnected Height | n/a | 1900-12-31T23:59:59 | Submitted:Submitted for Approval | Component | Curtain Wall:SL52CurtainWallingSystem:356055 | 3490 | n/a | n/a | Constraints | n/a | n/a | n/a
Area | n/a | 1900-12-31T23:59:59 | Submitted:Submitted for Approval | Component | Curtain Wall:SL52CurtainWallingSystem:356055 | 0.97221 | n/a | n/a | Dimensions | n/a | n/a | n/a
Length | n/a | 1900-12-31T23:59:59 | Submitted:Submitted for Approval | Component | Curtain Wall:SL52CurtainWallingSystem:356055 | 278.5714 | n/a | n/a | Dimensions | n/a | n/a | n/a
Angle | n/a | 1900-12-31T23:59:59 | Submitted:Submitted for Approval | Component | Curtain Wall:SL52CurtainWallingSystem:356055 | 0 | n/a | n/a | Horizontal Grid | n/a | n/a | n/a
Justification | n/a | 1900-12-31T23:59:59 | Submitted:Submitted for Approval | Component | Curtain Wall:SL52CurtainWallingSystem:356055 | Beginning | n/a | n/a | Horizontal Grid | n/a | n/a
Number | n/a | 1900-12-31T23:59:59 | Submitted:Submitted for Approval | Component | Curtain Wall:SL52CurtainWallingSystem:356055 | 1 | n/a | n/a | Horizontal Grid | n/a | n/a | n/a
Offset | n/a | 1900-12-31T23:59:59 | Submitted:Submitted for Approval | Component | Curtain Wall:SL52CurtainWallingSystem:356055 | 0 | n/a | n/a | Horizontal Grid | n/a | n/a | n/a
Phase Created | n/a | 1900-12-31T23:59:59 | Submitted:Submitted for Approval | Component | Curtain Wall:SL52CurtainWallingSystem:356055 | New Construction | n/a | n/a | Phasing | n/a | n/a
Enable Analytical Model | n/a | 1900-12-31T23:59:59 | Submitted:Submitted for Approval | Component | Curtain Wall:SL52CurtainWallingSystem:356055 | n/a | n/a | n/a | Structural | n/a | n/a | n/a
Structural | n/a | 1900-12-31T23:59:59 | Submitted:Submitted for Approval | Component | Curtain Wall:SL52CurtainWallingSystem:356055 | n/a | n/a | n/a | Structural | n/a | n/a | n/a
Structural Usage | n/a | 1900-12-31T23:59:59 | Submitted:Submitted for Approval | Component | Curtain Wall:SL52CurtainWallingSystem:356055 | Non-bearing | n/a | n/a | Structural | n/a | n/a
Angle | n/a | 1900-12-31T23:59:59 | Submitted:Submitted for Approval | Component | Curtain Wall:SL52CurtainWallingSystem:356055 | 0 | n/a | n/a | Vertical Grid | n/a | n/a | n/a
Justification | n/a | 1900-12-31T23:59:59 | Submitted:Submitted for Approval | Component | Curtain Wall:SL52CurtainWallingSystem:356055 | Beginning | n/a | n/a | Vertical Grid | n/a | n/a
Number | n/a | 1900-12-31T23:59:59 | Submitted:Submitted for Approval | Component | Curtain Wall:SL52CurtainWallingSystem:356055 | 4 | n/a | n/a | Vertical Grid | n/a | n/a | n/a
Offset | n/a | 1900-12-31T23:59:59 | Submitted:Submitted for Approval | Component | Curtain Wall:SL52CurtainWallingSystem:356055 | 0 | n/a | n/a | Vertical Grid | n/a | n/a | n/a
Reference | n/a | 1900-12-31T23:59:59 | Submitted:Submitted for Approval | Component | Curtain Wall:SL52CurtainWallingSystem:356066 | SL52CurtainWallingSystem | n/a | n/a | Pset_CurtainWallCommon | n/a | n/a
IsExternal | n/a | 1900-12-31T23:59:59 | Submitted:Submitted for Approval | Component | Curtain Wall:SL52CurtainWallingSystem:356066 | TRUE | n/a | n/a | Pset_CurtainWallCommon | n/a | n/a | n/a
Manufacturer | n/a | 1900-12-31T23:59:59 | Submitted:Submitted for Approval | Component | Curtain Wall:SL52CurtainWallingSystem:356066 | AluK (GB) Ltd | n/a | n/a | Pset_ManufacturerTypeInformation | n/a | n/a
Base Constraint | n/a | 1900-12-31T23:59:59 | Submitted:Submitted for Approval | Component | Curtain Wall:SL52CurtainWallingSystem:356066 | Level: Ground Floor | n/a | n/a | Constraints | n/a | n/a
Base is Attached | n/a | 1900-12-31T23:59:59 | Submitted:Submitted for Approval | Component | Curtain Wall:SL52CurtainWallingSystem:356066 | n/a | n/a | n/a | Constraints | n/a | n/a | n/a
Base Offset | n/a | 1900-12-31T23:59:59 | Submitted:Submitted for Approval | Component | Curtain Wall:SL52CurtainWallingSystem:356066 | 0 | n/a | n/a | Constraints | n/a | n/a | n/a
Related to Mass | n/a | 1900-12-31T23:59:59 | Submitted:Submitted for Approval | Component | Curtain Wall:SL52CurtainWallingSystem:356066 | n/a | n/a | n/a | Constraints | n/a | n/a | n/a
Room Bounding | n/a | 1900-12-31T23:59:59 | Submitted:Submitted for Approval | Component | Curtain Wall:SL52CurtainWallingSystem:356066 | TRUE | n/a | n/a | Constraints | n/a | n/a | n/a
Top is Attached | n/a | 1900-12-31T23:59:59 | Submitted:Submitted for Approval | Component | Curtain Wall:SL52CurtainWallingSystem:356066 | n/a | n/a | n/a | Constraints | n/a | n/a | n/a
Top Offset | n/a | 1900-12-31T23:59:59 | Submitted:Submitted for Approval | Component | Curtain Wall:SL52CurtainWallingSystem:356066 | 0 | n/a | n/a | Constraints | n/a | n/a | n/a
Unconnected Height | n/a | 1900-12-31T23:59:59 | Submitted:Submitted for Approval | Component | Curtain Wall:SL52CurtainWallingSystem:356066 | 3490 | n/a | n/a | Constraints | n/a | n/a | n/a
Area | n/a | 1900-12-31T23:59:59 | Submitted:Submitted for Approval | Component | Curtain Wall:SL52CurtainWallingSystem:356066 | 0.97221 | n/a | n/a | Dimensions | n/a | n/a | n/a
Length | n/a | 1900-12-31T23:59:59 | Submitted:Submitted for Approval | Component | Curtain Wall:SL52CurtainWallingSystem:356066 | 278.5714 | n/a | n/a | Dimensions | n/a | n/a | n/a
Angle | n/a | 1900-12-31T23:59:59 | Submitted:Submitted for Approval | Component | Curtain Wall:SL52CurtainWallingSystem:356066 | 0 | n/a | n/a | Horizontal Grid | n/a | n/a | n/a
Justification | n/a | 1900-12-31T23:59:59 | Submitted:Submitted for Approval | Component | Curtain Wall:SL52CurtainWallingSystem:356066 | Beginning | n/a | n/a | Horizontal Grid | n/a | n/a
Number | n/a | 1900-12-31T23:59:59 | Submitted:Submitted for Approval | Component | Curtain Wall:SL52CurtainWallingSystem:356066 | 1 | n/a | n/a | Horizontal Grid | n/a | n/a | n/a
Offset | n/a | 1900-12-31T23:59:59 | Submitted:Submitted for Approval | Component | Curtain Wall:SL52CurtainWallingSystem:356066 | 0 | n/a | n/a | Horizontal Grid | n/a | n/a | n/a
Phase Created | n/a | 1900-12-31T23:59:59 | Submitted:Submitted for Approval | Component | Curtain Wall:SL52CurtainWallingSystem:356066 | New Construction | n/a | n/a | Phasing | n/a | n/a
Enable Analytical Model | n/a | 1900-12-31T23:59:59 | Submitted:Submitted for Approval | Component | Curtain Wall:SL52CurtainWallingSystem:356066 | n/a | n/a | n/a | Structural | n/a | n/a | n/a
Structural | n/a | 1900-12-31T23:59:59 | Submitted:Submitted for Approval | Component | Curtain Wall:SL52CurtainWallingSystem:356066 | n/a | n/a | n/a | Structural | n/a | n/a | n/a
Structural Usage | n/a | 1900-12-31T23:59:59 | Submitted:Submitted for Approval | Component | Curtain Wall:SL52CurtainWallingSystem:356066 | Non-bearing | n/a | n/a | Structural | n/a | n/a
Angle | n/a | 1900-12-31T23:59:59 | Submitted:Submitted for Approval | Component | Curtain Wall:SL52CurtainWallingSystem:356066 | 0 | n/a | n/a | Vertical Grid | n/a | n/a | n/a
Justification | n/a | 1900-12-31T23:59:59 | Submitted:Submitted for Approval | Component | Curtain Wall:SL52CurtainWallingSystem:356066 | Beginning | n/a | n/a | Vertical Grid | n/a | n/a
Number | n/a | 1900-12-31T23:59:59 | Submitted:Submitted for Approval | Component | Curtain Wall:SL52CurtainWallingSystem:356066 | 4 | n/a | n/a | Vertical Grid | n/a | n/a | n/a
Offset | n/a | 1900-12-31T23:59:59 | Submitted:Submitted for Approval | Component | Curtain Wall:SL52CurtainWallingSystem:356066 | 0 | n/a | n/a | Vertical Grid | n/a | n/a | n/a
Reference | n/a | 1900-12-31T23:59:59 | Submitted:Submitted for Approval | Component | Curtain Wall:SL52CurtainWallingSystem:356077 | SL52CurtainWallingSystem | n/a | n/a | Pset_CurtainWallCommon | n/a | n/a
IsExternal | n/a | 1900-12-31T23:59:59 | Submitted:Submitted for Approval | Component | Curtain Wall:SL52CurtainWallingSystem:356077 | TRUE | n/a | n/a | Pset_CurtainWallCommon | n/a | n/a | n/a
Manufacturer | n/a | 1900-12-31T23:59:59 | Submitted:Submitted for Approval | Component | Curtain Wall:SL52CurtainWallingSystem:356077 | AluK (GB) Ltd | n/a | n/a | Pset_ManufacturerTypeInformation | n/a | n/a
Base Constraint | n/a | 1900-12-31T23:59:59 | Submitted:Submitted for Approval | Component | Curtain Wall:SL52CurtainWallingSystem:356077 | Level: Ground Floor | n/a | n/a | Constraints | n/a | n/a
Base is Attached | n/a | 1900-12-31T23:59:59 | Submitted:Submitted for Approval | Component | Curtain Wall:SL52CurtainWallingSystem:356077 | n/a | n/a | n/a | Constraints | n/a | n/a | n/a
Base Offset | n/a | 1900-12-31T23:59:59 | Submitted:Submitted for Approval | Component | Curtain Wall:SL52CurtainWallingSystem:356077 | 0 | n/a | n/a | Constraints | n/a | n/a | n/a
Related to Mass | n/a | 1900-12-31T23:59:59 | Submitted:Submitted for Approval | Component | Curtain Wall:SL52CurtainWallingSystem:356077 | n/a | n/a | n/a | Constraints | n/a | n/a | n/a
Room Bounding | n/a | 1900-12-31T23:59:59 | Submitted:Submitted for Approval | Component | Curtain Wall:SL52CurtainWallingSystem:356077 | TRUE | n/a | n/a | Constraints | n/a | n/a | n/a
Top is Attached | n/a | 1900-12-31T23:59:59 | Submitted:Submitted for Approval | Component | Curtain Wall:SL52CurtainWallingSystem:356077 | n/a | n/a | n/a | Constraints | n/a | n/a | n/a
Top Offset | n/a | 1900-12-31T23:59:59 | Submitted:Submitted for Approval | Component | Curtain Wall:SL52CurtainWallingSystem:356077 | 0 | n/a | n/a | Constraints | n/a | n/a | n/a
Unconnected Height | n/a | 1900-12-31T23:59:59 | Submitted:Submitted for Approval | Component | Curtain Wall:SL52CurtainWallingSystem:356077 | 3490 | n/a | n/a | Constraints | n/a | n/a | n/a
Area | n/a | 1900-12-31T23:59:59 | Submitted:Submitted for Approval | Component | Curtain Wall:SL52CurtainWallingSystem:356077 | 0.97221 | n/a | n/a | Dimensions | n/a | n/a | n/a
Length | n/a | 1900-12-31T23:59:59 | Submitted:Submitted for Approval | Component | Curtain Wall:SL52CurtainWallingSystem:356077 | 278.5714 | n/a | n/a | Dimensions | n/a | n/a | n/a
Angle | n/a | 1900-12-31T23:59:59 | Submitted:Submitted for Approval | Component | Curtain Wall:SL52CurtainWallingSystem:356077 | 0 | n/a | n/a | Horizontal Grid | n/a | n/a | n/a
Justification | n/a | 1900-12-31T23:59:59 | Submitted:Submitted for Approval | Component | Curtain Wall:SL52CurtainWallingSystem:356077 | Beginning | n/a | n/a | Horizontal Grid | n/a | n/a
Number | n/a | 1900-12-31T23:59:59 | Submitted:Submitted for Approval | Component | Curtain Wall:SL52CurtainWallingSystem:356077 | 1 | n/a | n/a | Horizontal Grid | n/a | n/a | n/a
Offset | n/a | 1900-12-31T23:59:59 | Submitted:Submitted for Approval | Component | Curtain Wall:SL52CurtainWallingSystem:356077 | 0 | n/a | n/a | Horizontal Grid | n/a | n/a | n/a
Phase Created | n/a | 1900-12-31T23:59:59 | Submitted:Submitted for Approval | Component | Curtain Wall:SL52CurtainWallingSystem:356077 | New Construction | n/a | n/a | Phasing | n/a | n/a
Enable Analytical Model | n/a | 1900-12-31T23:59:59 | Submitted:Submitted for Approval | Component | Curtain Wall:SL52CurtainWallingSystem:356077 | n/a | n/a | n/a | Structural | n/a | n/a | n/a
Structural | n/a | 1900-12-31T23:59:59 | Submitted:Submitted for Approval | Component | Curtain Wall:SL52CurtainWallingSystem:356077 | n/a | n/a | n/a | Structural | n/a | n/a | n/a
Structural Usage | n/a | 1900-12-31T23:59:59 | Submitted:Submitted for Approval | Component | Curtain Wall:SL52CurtainWallingSystem:356077 | Non-bearing | n/a | n/a | Structural | n/a | n/a
Angle | n/a | 1900-12-31T23:59:59 | Submitted:Submitted for Approval | Component | Curtain Wall:SL52CurtainWallingSystem:356077 | 0 | n/a | n/a | Vertical Grid | n/a | n/a | n/a
Justification | n/a | 1900-12-31T23:59:59 | Submitted:Submitted for Approval | Component | Curtain Wall:SL52CurtainWallingSystem:356077 | Beginning | n/a | n/a | Vertical Grid | n/a | n/a
Number | n/a | 1900-12-31T23:59:59 | Submitted:Submitted for Approval | Component | Curtain Wall:SL52CurtainWallingSystem:356077 | 4 | n/a | n/a | Vertical Grid | n/a | n/a | n/a
Offset | n/a | 1900-12-31T23:59:59 | Submitted:Submitted for Approval | Component | Curtain Wall:SL52CurtainWallingSystem:356077 | 0 | n/a | n/a | Vertical Grid | n/a | n/a | n/a
Reference | n/a | 1900-12-31T23:59:59 | Submitted:Submitted for Approval | Component | Curtain Wall:SL52CurtainWallingSystem:356088 | SL52CurtainWallingSystem | n/a | n/a | Pset_CurtainWallCommon | n/a | n/a
IsExternal | n/a | 1900-12-31T23:59:59 | Submitted:Submitted for Approval | Component | Curtain Wall:SL52CurtainWallingSystem:356088 | TRUE | n/a | n/a | Pset_CurtainWallCommon | n/a | n/a | n/a
Manufacturer | n/a | 1900-12-31T23:59:59 | Submitted:Submitted for Approval | Component | Curtain Wall:SL52CurtainWallingSystem:356088 | AluK (GB) Ltd | n/a | n/a | Pset_ManufacturerTypeInformation | n/a | n/a
Base Constraint | n/a | 1900-12-31T23:59:59 | Submitted:Submitted for Approval | Component | Curtain Wall:SL52CurtainWallingSystem:356088 | Level: Ground Floor | n/a | n/a | Constraints | n/a | n/a
Base is Attached | n/a | 1900-12-31T23:59:59 | Submitted:Submitted for Approval | Component | Curtain Wall:SL52CurtainWallingSystem:356088 | n/a | n/a | n/a | Constraints | n/a | n/a | n/a
Base Offset | n/a | 1900-12-31T23:59:59 | Submitted:Submitted for Approval | Component | Curtain Wall:SL52CurtainWallingSystem:356088 | 0 | n/a | n/a | Constraints | n/a | n/a | n/a
Related to Mass | n/a | 1900-12-31T23:59:59 | Submitted:Submitted for Approval | Component | Curtain Wall:SL52CurtainWallingSystem:356088 | n/a | n/a | n/a | Constraints | n/a | n/a | n/a
Room Bounding | n/a | 1900-12-31T23:59:59 | Submitted:Submitted for Approval | Component | Curtain Wall:SL52CurtainWallingSystem:356088 | TRUE | n/a | n/a | Constraints | n/a | n/a | n/a
Top is Attached | n/a | 1900-12-31T23:59:59 | Submitted:Submitted for Approval | Component | Curtain Wall:SL52CurtainWallingSystem:356088 | n/a | n/a | n/a | Constraints | n/a | n/a | n/a
Top Offset | n/a | 1900-12-31T23:59:59 | Submitted:Submitted for Approval | Component | Curtain Wall:SL52CurtainWallingSystem:356088 | 0 | n/a | n/a | Constraints | n/a | n/a | n/a
Unconnected Height | n/a | 1900-12-31T23:59:59 | Submitted:Submitted for Approval | Component | Curtain Wall:SL52CurtainWallingSystem:356088 | 3490 | n/a | n/a | Constraints | n/a | n/a | n/a
Area | n/a | 1900-12-31T23:59:59 | Submitted:Submitted for Approval | Component | Curtain Wall:SL52CurtainWallingSystem:356088 | 0.97221 | n/a | n/a | Dimensions | n/a | n/a | n/a
Length | n/a | 1900-12-31T23:59:59 | Submitted:Submitted for Approval | Component | Curtain Wall:SL52CurtainWallingSystem:356088 | 278.5714 | n/a | n/a | Dimensions | n/a | n/a | n/a
Angle | n/a | 1900-12-31T23:59:59 | Submitted:Submitted for Approval | Component | Curtain Wall:SL52CurtainWallingSystem:356088 | 0 | n/a | n/a | Horizontal Grid | n/a | n/a | n/a
Justification | n/a | 1900-12-31T23:59:59 | Submitted:Submitted for Approval | Component | Curtain Wall:SL52CurtainWallingSystem:356088 | Beginning | n/a | n/a | Horizontal Grid | n/a | n/a
Number | n/a | 1900-12-31T23:59:59 | Submitted:Submitted for Approval | Component | Curtain Wall:SL52CurtainWallingSystem:356088 | 1 | n/a | n/a | Horizontal Grid | n/a | n/a | n/a
Offset | n/a | 1900-12-31T23:59:59 | Submitted:Submitted for Approval | Component | Curtain Wall:SL52CurtainWallingSystem:356088 | 0 | n/a | n/a | Horizontal Grid | n/a | n/a | n/a
Phase Created | n/a | 1900-12-31T23:59:59 | Submitted:Submitted for Approval | Component | Curtain Wall:SL52CurtainWallingSystem:356088 | New Construction | n/a | n/a | Phasing | n/a | n/a
Enable Analytical Model | n/a | 1900-12-31T23:59:59 | Submitted:Submitted for Approval | Component | Curtain Wall:SL52CurtainWallingSystem:356088 | n/a | n/a | n/a | Structural | n/a | n/a | n/a
Structural | n/a | 1900-12-31T23:59:59 | Submitted:Submitted for Approval | Component | Curtain Wall:SL52CurtainWallingSystem:356088 | n/a | n/a | n/a | Structural | n/a | n/a | n/a
Structural Usage | n/a | 1900-12-31T23:59:59 | Submitted:Submitted for Approval | Component | Curtain Wall:SL52CurtainWallingSystem:356088 | Non-bearing | n/a | n/a | Structural | n/a | n/a
Angle | n/a | 1900-12-31T23:59:59 | Submitted:Submitted for Approval | Component | Curtain Wall:SL52CurtainWallingSystem:356088 | 0 | n/a | n/a | Vertical Grid | n/a | n/a | n/a
Justification | n/a | 1900-12-31T23:59:59 | Submitted:Submitted for Approval | Component | Curtain Wall:SL52CurtainWallingSystem:356088 | Beginning | n/a | n/a | Vertical Grid | n/a | n/a
Number | n/a | 1900-12-31T23:59:59 | Submitted:Submitted for Approval | Component | Curtain Wall:SL52CurtainWallingSystem:356088 | 4 | n/a | n/a | Vertical Grid | n/a | n/a | n/a
Offset | n/a | 1900-12-31T23:59:59 | Submitted:Submitted for Approval | Component | Curtain Wall:SL52CurtainWallingSystem:356088 | 0 | n/a | n/a | Vertical Grid | n/a | n/a | n/a
Reference | n/a | 1900-12-31T23:59:59 | Submitted:Submitted for Approval | Component | Curtain Wall:SL52CurtainWallingSystem:356099 | SL52CurtainWallingSystem | n/a | n/a | Pset_CurtainWallCommon | n/a | n/a
IsExternal | n/a | 1900-12-31T23:59:59 | Submitted:Submitted for Approval | Component | Curtain Wall:SL52CurtainWallingSystem:356099 | TRUE | n/a | n/a | Pset_CurtainWallCommon | n/a | n/a | n/a
Manufacturer | n/a | 1900-12-31T23:59:59 | Submitted:Submitted for Approval | Component | Curtain Wall:SL52CurtainWallingSystem:356099 | AluK (GB) Ltd | n/a | n/a | Pset_ManufacturerTypeInformation | n/a | n/a
Base Constraint | n/a | 1900-12-31T23:59:59 | Submitted:Submitted for Approval | Component | Curtain Wall:SL52CurtainWallingSystem:356099 | Level: Ground Floor | n/a | n/a | Constraints | n/a | n/a
Base is Attached | n/a | 1900-12-31T23:59:59 | Submitted:Submitted for Approval | Component | Curtain Wall:SL52CurtainWallingSystem:356099 | n/a | n/a | n/a | Constraints | n/a | n/a | n/a
Base Offset | n/a | 1900-12-31T23:59:59 | Submitted:Submitted for Approval | Component | Curtain Wall:SL52CurtainWallingSystem:356099 | 0 | n/a | n/a | Constraints | n/a | n/a | n/a
Related to Mass | n/a | 1900-12-31T23:59:59 | Submitted:Submitted for Approval | Component | Curtain Wall:SL52CurtainWallingSystem:356099 | n/a | n/a | n/a | Constraints | n/a | n/a | n/a
Room Bounding | n/a | 1900-12-31T23:59:59 | Submitted:Submitted for Approval | Component | Curtain Wall:SL52CurtainWallingSystem:356099 | TRUE | n/a | n/a | Constraints | n/a | n/a | n/a
Top is Attached | n/a | 1900-12-31T23:59:59 | Submitted:Submitted for Approval | Component | Curtain Wall:SL52CurtainWallingSystem:356099 | n/a | n/a | n/a | Constraints | n/a | n/a | n/a
Top Offset | n/a | 1900-12-31T23:59:59 | Submitted:Submitted for Approval | Component | Curtain Wall:SL52CurtainWallingSystem:356099 | 0 | n/a | n/a | Constraints | n/a | n/a | n/a
Unconnected Height | n/a | 1900-12-31T23:59:59 | Submitted:Submitted for Approval | Component | Curtain Wall:SL52CurtainWallingSystem:356099 | 3490 | n/a | n/a | Constraints | n/a | n/a | n/a
Area | n/a | 1900-12-31T23:59:59 | Submitted:Submitted for Approval | Component | Curtain Wall:SL52CurtainWallingSystem:356099 | 0.97221 | n/a | n/a | Dimensions | n/a | n/a | n/a
Length | n/a | 1900-12-31T23:59:59 | Submitted:Submitted for Approval | Component | Curtain Wall:SL52CurtainWallingSystem:356099 | 278.5714 | n/a | n/a | Dimensions | n/a | n/a | n/a
Angle | n/a | 1900-12-31T23:59:59 | Submitted:Submitted for Approval | Component | Curtain Wall:SL52CurtainWallingSystem:356099 | 0 | n/a | n/a | Horizontal Grid | n/a | n/a | n/a
Justification | n/a | 1900-12-31T23:59:59 | Submitted:Submitted for Approval | Component | Curtain Wall:SL52CurtainWallingSystem:356099 | Beginning | n/a | n/a | Horizontal Grid | n/a | n/a
Number | n/a | 1900-12-31T23:59:59 | Submitted:Submitted for Approval | Component | Curtain Wall:SL52CurtainWallingSystem:356099 | 1 | n/a | n/a | Horizontal Grid | n/a | n/a | n/a
Offset | n/a | 1900-12-31T23:59:59 | Submitted:Submitted for Approval | Component | Curtain Wall:SL52CurtainWallingSystem:356099 | 0 | n/a | n/a | Horizontal Grid | n/a | n/a | n/a
Phase Created | n/a | 1900-12-31T23:59:59 | Submitted:Submitted for Approval | Component | Curtain Wall:SL52CurtainWallingSystem:356099 | New Construction | n/a | n/a | Phasing | n/a | n/a
Enable Analytical Model | n/a | 1900-12-31T23:59:59 | Submitted:Submitted for Approval | Component | Curtain Wall:SL52CurtainWallingSystem:356099 | n/a | n/a | n/a | Structural | n/a | n/a | n/a
Structural | n/a | 1900-12-31T23:59:59 | Submitted:Submitted for Approval | Component | Curtain Wall:SL52CurtainWallingSystem:356099 | n/a | n/a | n/a | Structural | n/a | n/a | n/a
Structural Usage | n/a | 1900-12-31T23:59:59 | Submitted:Submitted for Approval | Component | Curtain Wall:SL52CurtainWallingSystem:356099 | Non-bearing | n/a | n/a | Structural | n/a | n/a
Angle | n/a | 1900-12-31T23:59:59 | Submitted:Submitted for Approval | Component | Curtain Wall:SL52CurtainWallingSystem:356099 | 0 | n/a | n/a | Vertical Grid | n/a | n/a | n/a
Justification | n/a | 1900-12-31T23:59:59 | Submitted:Submitted for Approval | Component | Curtain Wall:SL52CurtainWallingSystem:356099 | Beginning | n/a | n/a | Vertical Grid | n/a | n/a
Number | n/a | 1900-12-31T23:59:59 | Submitted:Submitted for Approval | Component | Curtain Wall:SL52CurtainWallingSystem:356099 | 4 | n/a | n/a | Vertical Grid | n/a | n/a | n/a
Offset | n/a | 1900-12-31T23:59:59 | Submitted:Submitted for Approval | Component | Curtain Wall:SL52CurtainWallingSystem:356099 | 0 | n/a | n/a | Vertical Grid | n/a | n/a | n/a
Reference | n/a | 1900-12-31T23:59:59 | Submitted:Submitted for Approval | Component | Curtain Wall:SL52CurtainWallingSystem:356110 | SL52CurtainWallingSystem | n/a | n/a | Pset_CurtainWallCommon | n/a | n/a
IsExternal | n/a | 1900-12-31T23:59:59 | Submitted:Submitted for Approval | Component | Curtain Wall:SL52CurtainWallingSystem:356110 | TRUE | n/a | n/a | Pset_CurtainWallCommon | n/a | n/a | n/a
Manufacturer | n/a | 1900-12-31T23:59:59 | Submitted:Submitted for Approval | Component | Curtain Wall:SL52CurtainWallingSystem:356110 | AluK (GB) Ltd | n/a | n/a | Pset_ManufacturerTypeInformation | n/a | n/a
Base Constraint | n/a | 1900-12-31T23:59:59 | Submitted:Submitted for Approval | Component | Curtain Wall:SL52CurtainWallingSystem:356110 | Level: Ground Floor | n/a | n/a | Constraints | n/a | n/a
Base is Attached | n/a | 1900-12-31T23:59:59 | Submitted:Submitted for Approval | Component | Curtain Wall:SL52CurtainWallingSystem:356110 | n/a | n/a | n/a | Constraints | n/a | n/a | n/a
Base Offset | n/a | 1900-12-31T23:59:59 | Submitted:Submitted for Approval | Component | Curtain Wall:SL52CurtainWallingSystem:356110 | 0 | n/a | n/a | Constraints | n/a | n/a | n/a
Related to Mass | n/a | 1900-12-31T23:59:59 | Submitted:Submitted for Approval | Component | Curtain Wall:SL52CurtainWallingSystem:356110 | n/a | n/a | n/a | Constraints | n/a | n/a | n/a
Room Bounding | n/a | 1900-12-31T23:59:59 | Submitted:Submitted for Approval | Component | Curtain Wall:SL52CurtainWallingSystem:356110 | TRUE | n/a | n/a | Constraints | n/a | n/a | n/a
Top is Attached | n/a | 1900-12-31T23:59:59 | Submitted:Submitted for Approval | Component | Curtain Wall:SL52CurtainWallingSystem:356110 | n/a | n/a | n/a | Constraints | n/a | n/a | n/a
Top Offset | n/a | 1900-12-31T23:59:59 | Submitted:Submitted for Approval | Component | Curtain Wall:SL52CurtainWallingSystem:356110 | 0 | n/a | n/a | Constraints | n/a | n/a | n/a
Unconnected Height | n/a | 1900-12-31T23:59:59 | Submitted:Submitted for Approval | Component | Curtain Wall:SL52CurtainWallingSystem:356110 | 3490 | n/a | n/a | Constraints | n/a | n/a | n/a
Area | n/a | 1900-12-31T23:59:59 | Submitted:Submitted for Approval | Component | Curtain Wall:SL52CurtainWallingSystem:356110 | 0.97221 | n/a | n/a | Dimensions | n/a | n/a | n/a
Length | n/a | 1900-12-31T23:59:59 | Submitted:Submitted for Approval | Component | Curtain Wall:SL52CurtainWallingSystem:356110 | 278.5714 | n/a | n/a | Dimensions | n/a | n/a | n/a
Angle | n/a | 1900-12-31T23:59:59 | Submitted:Submitted for Approval | Component | Curtain Wall:SL52CurtainWallingSystem:356110 | 0 | n/a | n/a | Horizontal Grid | n/a | n/a | n/a
Justification | n/a | 1900-12-31T23:59:59 | Submitted:Submitted for Approval | Component | Curtain Wall:SL52CurtainWallingSystem:356110 | Beginning | n/a | n/a | Horizontal Grid | n/a | n/a
Number | n/a | 1900-12-31T23:59:59 | Submitted:Submitted for Approval | Component | Curtain Wall:SL52CurtainWallingSystem:356110 | 1 | n/a | n/a | Horizontal Grid | n/a | n/a | n/a
Offset | n/a | 1900-12-31T23:59:59 | Submitted:Submitted for Approval | Component | Curtain Wall:SL52CurtainWallingSystem:356110 | 0 | n/a | n/a | Horizontal Grid | n/a | n/a | n/a
Phase Created | n/a | 1900-12-31T23:59:59 | Submitted:Submitted for Approval | Component | Curtain Wall:SL52CurtainWallingSystem:356110 | New Construction | n/a | n/a | Phasing | n/a | n/a
Enable Analytical Model | n/a | 1900-12-31T23:59:59 | Submitted:Submitted for Approval | Component | Curtain Wall:SL52CurtainWallingSystem:356110 | n/a | n/a | n/a | Structural | n/a | n/a | n/a
Structural | n/a | 1900-12-31T23:59:59 | Submitted:Submitted for Approval | Component | Curtain Wall:SL52CurtainWallingSystem:356110 | n/a | n/a | n/a | Structural | n/a | n/a | n/a
Structural Usage | n/a | 1900-12-31T23:59:59 | Submitted:Submitted for Approval | Component | Curtain Wall:SL52CurtainWallingSystem:356110 | Non-bearing | n/a | n/a | Structural | n/a | n/a
Angle | n/a | 1900-12-31T23:59:59 | Submitted:Submitted for Approval | Component | Curtain Wall:SL52CurtainWallingSystem:356110 | 0 | n/a | n/a | Vertical Grid | n/a | n/a | n/a
Justification | n/a | 1900-12-31T23:59:59 | Submitted:Submitted for Approval | Component | Curtain Wall:SL52CurtainWallingSystem:356110 | Beginning | n/a | n/a | Vertical Grid | n/a | n/a
Number | n/a | 1900-12-31T23:59:59 | Submitted:Submitted for Approval | Component | Curtain Wall:SL52CurtainWallingSystem:356110 | 4 | n/a | n/a | Vertical Grid | n/a | n/a | n/a
Offset | n/a | 1900-12-31T23:59:59 | Submitted:Submitted for Approval | Component | Curtain Wall:SL52CurtainWallingSystem:356110 | 0 | n/a | n/a | Vertical Grid | n/a | n/a | n/a
Reference | n/a | 1900-12-31T23:59:59 | Submitted:Submitted for Approval | Component | Curtain Wall:SL52CurtainWallingSystem:356121 | SL52CurtainWallingSystem | n/a | n/a | Pset_CurtainWallCommon | n/a | n/a
IsExternal | n/a | 1900-12-31T23:59:59 | Submitted:Submitted for Approval | Component | Curtain Wall:SL52CurtainWallingSystem:356121 | TRUE | n/a | n/a | Pset_CurtainWallCommon | n/a | n/a | n/a
Manufacturer | n/a | 1900-12-31T23:59:59 | Submitted:Submitted for Approval | Component | Curtain Wall:SL52CurtainWallingSystem:356121 | AluK (GB) Ltd | n/a | n/a | Pset_ManufacturerTypeInformation | n/a | n/a
Base Constraint | n/a | 1900-12-31T23:59:59 | Submitted:Submitted for Approval | Component | Curtain Wall:SL52CurtainWallingSystem:356121 | Level: Ground Floor | n/a | n/a | Constraints | n/a | n/a
Base is Attached | n/a | 1900-12-31T23:59:59 | Submitted:Submitted for Approval | Component | Curtain Wall:SL52CurtainWallingSystem:356121 | n/a | n/a | n/a | Constraints | n/a | n/a | n/a
Base Offset | n/a | 1900-12-31T23:59:59 | Submitted:Submitted for Approval | Component | Curtain Wall:SL52CurtainWallingSystem:356121 | 0 | n/a | n/a | Constraints | n/a | n/a | n/a
Related to Mass | n/a | 1900-12-31T23:59:59 | Submitted:Submitted for Approval | Component | Curtain Wall:SL52CurtainWallingSystem:356121 | n/a | n/a | n/a | Constraints | n/a | n/a | n/a
Room Bounding | n/a | 1900-12-31T23:59:59 | Submitted:Submitted for Approval | Component | Curtain Wall:SL52CurtainWallingSystem:356121 | TRUE | n/a | n/a | Constraints | n/a | n/a | n/a
Top is Attached | n/a | 1900-12-31T23:59:59 | Submitted:Submitted for Approval | Component | Curtain Wall:SL52CurtainWallingSystem:356121 | n/a | n/a | n/a | Constraints | n/a | n/a | n/a
Top Offset | n/a | 1900-12-31T23:59:59 | Submitted:Submitted for Approval | Component | Curtain Wall:SL52CurtainWallingSystem:356121 | 0 | n/a | n/a | Constraints | n/a | n/a | n/a
Unconnected Height | n/a | 1900-12-31T23:59:59 | Submitted:Submitted for Approval | Component | Curtain Wall:SL52CurtainWallingSystem:356121 | 3490 | n/a | n/a | Constraints | n/a | n/a | n/a
Area | n/a | 1900-12-31T23:59:59 | Submitted:Submitted for Approval | Component | Curtain Wall:SL52CurtainWallingSystem:356121 | 0.97221 | n/a | n/a | Dimensions | n/a | n/a | n/a
Length | n/a | 1900-12-31T23:59:59 | Submitted:Submitted for Approval | Component | Curtain Wall:SL52CurtainWallingSystem:356121 | 278.5714 | n/a | n/a | Dimensions | n/a | n/a | n/a
Angle | n/a | 1900-12-31T23:59:59 | Submitted:Submitted for Approval | Component | Curtain Wall:SL52CurtainWallingSystem:356121 | 0 | n/a | n/a | Horizontal Grid | n/a | n/a | n/a
Justification | n/a | 1900-12-31T23:59:59 | Submitted:Submitted for Approval | Component | Curtain Wall:SL52CurtainWallingSystem:356121 | Beginning | n/a | n/a | Horizontal Grid | n/a | n/a
Number | n/a | 1900-12-31T23:59:59 | Submitted:Submitted for Approval | Component | Curtain Wall:SL52CurtainWallingSystem:356121 | 1 | n/a | n/a | Horizontal Grid | n/a | n/a | n/a
Offset | n/a | 1900-12-31T23:59:59 | Submitted:Submitted for Approval | Component | Curtain Wall:SL52CurtainWallingSystem:356121 | 0 | n/a | n/a | Horizontal Grid | n/a | n/a | n/a
Phase Created | n/a | 1900-12-31T23:59:59 | Submitted:Submitted for Approval | Component | Curtain Wall:SL52CurtainWallingSystem:356121 | New Construction | n/a | n/a | Phasing | n/a | n/a
Enable Analytical Model | n/a | 1900-12-31T23:59:59 | Submitted:Submitted for Approval | Component | Curtain Wall:SL52CurtainWallingSystem:356121 | n/a | n/a | n/a | Structural | n/a | n/a | n/a
Structural | n/a | 1900-12-31T23:59:59 | Submitted:Submitted for Approval | Component | Curtain Wall:SL52CurtainWallingSystem:356121 | n/a | n/a | n/a | Structural | n/a | n/a | n/a
Structural Usage | n/a | 1900-12-31T23:59:59 | Submitted:Submitted for Approval | Component | Curtain Wall:SL52CurtainWallingSystem:356121 | Non-bearing | n/a | n/a | Structural | n/a | n/a
Angle | n/a | 1900-12-31T23:59:59 | Submitted:Submitted for Approval | Component | Curtain Wall:SL52CurtainWallingSystem:356121 | 0 | n/a | n/a | Vertical Grid | n/a | n/a | n/a
Justification | n/a | 1900-12-31T23:59:59 | Submitted:Submitted for Approval | Component | Curtain Wall:SL52CurtainWallingSystem:356121 | Beginning | n/a | n/a | Vertical Grid | n/a | n/a
Number | n/a | 1900-12-31T23:59:59 | Submitted:Submitted for Approval | Component | Curtain Wall:SL52CurtainWallingSystem:356121 | 4 | n/a | n/a | Vertical Grid | n/a | n/a | n/a
Offset | n/a | 1900-12-31T23:59:59 | Submitted:Submitted for Approval | Component | Curtain Wall:SL52CurtainWallingSystem:356121 | 0 | n/a | n/a | Vertical Grid | n/a | n/a | n/a
Reference | n/a | 1900-12-31T23:59:59 | Submitted:Submitted for Approval | Component | Curtain Wall:SL52CurtainWallingSystem:356132 | SL52CurtainWallingSystem | n/a | n/a | Pset_CurtainWallCommon | n/a | n/a
IsExternal | n/a | 1900-12-31T23:59:59 | Submitted:Submitted for Approval | Component | Curtain Wall:SL52CurtainWallingSystem:356132 | TRUE | n/a | n/a | Pset_CurtainWallCommon | n/a | n/a | n/a
Manufacturer | n/a | 1900-12-31T23:59:59 | Submitted:Submitted for Approval | Component | Curtain Wall:SL52CurtainWallingSystem:356132 | AluK (GB) Ltd | n/a | n/a | Pset_ManufacturerTypeInformation | n/a | n/a
Base Constraint | n/a | 1900-12-31T23:59:59 | Submitted:Submitted for Approval | Component | Curtain Wall:SL52CurtainWallingSystem:356132 | Level: Ground Floor | n/a | n/a | Constraints | n/a | n/a
Base is Attached | n/a | 1900-12-31T23:59:59 | Submitted:Submitted for Approval | Component | Curtain Wall:SL52CurtainWallingSystem:356132 | n/a | n/a | n/a | Constraints | n/a | n/a | n/a
Base Offset | n/a | 1900-12-31T23:59:59 | Submitted:Submitted for Approval | Component | Curtain Wall:SL52CurtainWallingSystem:356132 | 0 | n/a | n/a | Constraints | n/a | n/a | n/a
Related to Mass | n/a | 1900-12-31T23:59:59 | Submitted:Submitted for Approval | Component | Curtain Wall:SL52CurtainWallingSystem:356132 | n/a | n/a | n/a | Constraints | n/a | n/a | n/a
Room Bounding | n/a | 1900-12-31T23:59:59 | Submitted:Submitted for Approval | Component | Curtain Wall:SL52CurtainWallingSystem:356132 | TRUE | n/a | n/a | Constraints | n/a | n/a | n/a
Top is Attached | n/a | 1900-12-31T23:59:59 | Submitted:Submitted for Approval | Component | Curtain Wall:SL52CurtainWallingSystem:356132 | n/a | n/a | n/a | Constraints | n/a | n/a | n/a
Top Offset | n/a | 1900-12-31T23:59:59 | Submitted:Submitted for Approval | Component | Curtain Wall:SL52CurtainWallingSystem:356132 | 0 | n/a | n/a | Constraints | n/a | n/a | n/a
Unconnected Height | n/a | 1900-12-31T23:59:59 | Submitted:Submitted for Approval | Component | Curtain Wall:SL52CurtainWallingSystem:356132 | 3490 | n/a | n/a | Constraints | n/a | n/a | n/a
Area | n/a | 1900-12-31T23:59:59 | Submitted:Submitted for Approval | Component | Curtain Wall:SL52CurtainWallingSystem:356132 | 0.97221 | n/a | n/a | Dimensions | n/a | n/a | n/a
Length | n/a | 1900-12-31T23:59:59 | Submitted:Submitted for Approval | Component | Curtain Wall:SL52CurtainWallingSystem:356132 | 278.5714 | n/a | n/a | Dimensions | n/a | n/a | n/a
Angle | n/a | 1900-12-31T23:59:59 | Submitted:Submitted for Approval | Component | Curtain Wall:SL52CurtainWallingSystem:356132 | 0 | n/a | n/a | Horizontal Grid | n/a | n/a | n/a
Justification | n/a | 1900-12-31T23:59:59 | Submitted:Submitted for Approval | Component | Curtain Wall:SL52CurtainWallingSystem:356132 | Beginning | n/a | n/a | Horizontal Grid | n/a | n/a
Number | n/a | 1900-12-31T23:59:59 | Submitted:Submitted for Approval | Component | Curtain Wall:SL52CurtainWallingSystem:356132 | 1 | n/a | n/a | Horizontal Grid | n/a | n/a | n/a
Offset | n/a | 1900-12-31T23:59:59 | Submitted:Submitted for Approval | Component | Curtain Wall:SL52CurtainWallingSystem:356132 | 0 | n/a | n/a | Horizontal Grid | n/a | n/a | n/a
Phase Created | n/a | 1900-12-31T23:59:59 | Submitted:Submitted for Approval | Component | Curtain Wall:SL52CurtainWallingSystem:356132 | New Construction | n/a | n/a | Phasing | n/a | n/a
Enable Analytical Model | n/a | 1900-12-31T23:59:59 | Submitted:Submitted for Approval | Component | Curtain Wall:SL52CurtainWallingSystem:356132 | n/a | n/a | n/a | Structural | n/a | n/a | n/a
Structural | n/a | 1900-12-31T23:59:59 | Submitted:Submitted for Approval | Component | Curtain Wall:SL52CurtainWallingSystem:356132 | n/a | n/a | n/a | Structural | n/a | n/a | n/a
Structural Usage | n/a | 1900-12-31T23:59:59 | Submitted:Submitted for Approval | Component | Curtain Wall:SL52CurtainWallingSystem:356132 | Non-bearing | n/a | n/a | Structural | n/a | n/a
Angle | n/a | 1900-12-31T23:59:59 | Submitted:Submitted for Approval | Component | Curtain Wall:SL52CurtainWallingSystem:356132 | 0 | n/a | n/a | Vertical Grid | n/a | n/a | n/a
Justification | n/a | 1900-12-31T23:59:59 | Submitted:Submitted for Approval | Component | Curtain Wall:SL52CurtainWallingSystem:356132 | Beginning | n/a | n/a | Vertical Grid | n/a | n/a
Number | n/a | 1900-12-31T23:59:59 | Submitted:Submitted for Approval | Component | Curtain Wall:SL52CurtainWallingSystem:356132 | 4 | n/a | n/a | Vertical Grid | n/a | n/a | n/a
Offset | n/a | 1900-12-31T23:59:59 | Submitted:Submitted for Approval | Component | Curtain Wall:SL52CurtainWallingSystem:356132 | 0 | n/a | n/a | Vertical Grid | n/a | n/a | n/a
Reference | n/a | 1900-12-31T23:59:59 | Submitted:Submitted for Approval | Component | Curtain Wall:SL52CurtainWallingSystem:356143 | SL52CurtainWallingSystem | n/a | n/a | Pset_CurtainWallCommon | n/a | n/a
IsExternal | n/a | 1900-12-31T23:59:59 | Submitted:Submitted for Approval | Component | Curtain Wall:SL52CurtainWallingSystem:356143 | TRUE | n/a | n/a | Pset_CurtainWallCommon | n/a | n/a | n/a
Manufacturer | n/a | 1900-12-31T23:59:59 | Submitted:Submitted for Approval | Component | Curtain Wall:SL52CurtainWallingSystem:356143 | AluK (GB) Ltd | n/a | n/a | Pset_ManufacturerTypeInformation | n/a | n/a
Base Constraint | n/a | 1900-12-31T23:59:59 | Submitted:Submitted for Approval | Component | Curtain Wall:SL52CurtainWallingSystem:356143 | Level: Ground Floor | n/a | n/a | Constraints | n/a | n/a
Base is Attached | n/a | 1900-12-31T23:59:59 | Submitted:Submitted for Approval | Component | Curtain Wall:SL52CurtainWallingSystem:356143 | n/a | n/a | n/a | Constraints | n/a | n/a | n/a
Base Offset | n/a | 1900-12-31T23:59:59 | Submitted:Submitted for Approval | Component | Curtain Wall:SL52CurtainWallingSystem:356143 | 0 | n/a | n/a | Constraints | n/a | n/a | n/a
Related to Mass | n/a | 1900-12-31T23:59:59 | Submitted:Submitted for Approval | Component | Curtain Wall:SL52CurtainWallingSystem:356143 | n/a | n/a | n/a | Constraints | n/a | n/a | n/a
Room Bounding | n/a | 1900-12-31T23:59:59 | Submitted:Submitted for Approval | Component | Curtain Wall:SL52CurtainWallingSystem:356143 | TRUE | n/a | n/a | Constraints | n/a | n/a | n/a
Top is Attached | n/a | 1900-12-31T23:59:59 | Submitted:Submitted for Approval | Component | Curtain Wall:SL52CurtainWallingSystem:356143 | n/a | n/a | n/a | Constraints | n/a | n/a | n/a
Top Offset | n/a | 1900-12-31T23:59:59 | Submitted:Submitted for Approval | Component | Curtain Wall:SL52CurtainWallingSystem:356143 | 0 | n/a | n/a | Constraints | n/a | n/a | n/a
Unconnected Height | n/a | 1900-12-31T23:59:59 | Submitted:Submitted for Approval | Component | Curtain Wall:SL52CurtainWallingSystem:356143 | 3490 | n/a | n/a | Constraints | n/a | n/a | n/a
Area | n/a | 1900-12-31T23:59:59 | Submitted:Submitted for Approval | Component | Curtain Wall:SL52CurtainWallingSystem:356143 | 0.97221 | n/a | n/a | Dimensions | n/a | n/a | n/a
Length | n/a | 1900-12-31T23:59:59 | Submitted:Submitted for Approval | Component | Curtain Wall:SL52CurtainWallingSystem:356143 | 278.5714 | n/a | n/a | Dimensions | n/a | n/a | n/a
Angle | n/a | 1900-12-31T23:59:59 | Submitted:Submitted for Approval | Component | Curtain Wall:SL52CurtainWallingSystem:356143 | 0 | n/a | n/a | Horizontal Grid | n/a | n/a | n/a
Justification | n/a | 1900-12-31T23:59:59 | Submitted:Submitted for Approval | Component | Curtain Wall:SL52CurtainWallingSystem:356143 | Beginning | n/a | n/a | Horizontal Grid | n/a | n/a
Number | n/a | 1900-12-31T23:59:59 | Submitted:Submitted for Approval | Component | Curtain Wall:SL52CurtainWallingSystem:356143 | 1 | n/a | n/a | Horizontal Grid | n/a | n/a | n/a
Offset | n/a | 1900-12-31T23:59:59 | Submitted:Submitted for Approval | Component | Curtain Wall:SL52CurtainWallingSystem:356143 | 0 | n/a | n/a | Horizontal Grid | n/a | n/a | n/a
Phase Created | n/a | 1900-12-31T23:59:59 | Submitted:Submitted for Approval | Component | Curtain Wall:SL52CurtainWallingSystem:356143 | New Construction | n/a | n/a | Phasing | n/a | n/a
Enable Analytical Model | n/a | 1900-12-31T23:59:59 | Submitted:Submitted for Approval | Component | Curtain Wall:SL52CurtainWallingSystem:356143 | n/a | n/a | n/a | Structural | n/a | n/a | n/a
Structural | n/a | 1900-12-31T23:59:59 | Submitted:Submitted for Approval | Component | Curtain Wall:SL52CurtainWallingSystem:356143 | n/a | n/a | n/a | Structural | n/a | n/a | n/a
Structural Usage | n/a | 1900-12-31T23:59:59 | Submitted:Submitted for Approval | Component | Curtain Wall:SL52CurtainWallingSystem:356143 | Non-bearing | n/a | n/a | Structural | n/a | n/a
Angle | n/a | 1900-12-31T23:59:59 | Submitted:Submitted for Approval | Component | Curtain Wall:SL52CurtainWallingSystem:356143 | 0 | n/a | n/a | Vertical Grid | n/a | n/a | n/a
Justification | n/a | 1900-12-31T23:59:59 | Submitted:Submitted for Approval | Component | Curtain Wall:SL52CurtainWallingSystem:356143 | Beginning | n/a | n/a | Vertical Grid | n/a | n/a
Number | n/a | 1900-12-31T23:59:59 | Submitted:Submitted for Approval | Component | Curtain Wall:SL52CurtainWallingSystem:356143 | 4 | n/a | n/a | Vertical Grid | n/a | n/a | n/a
Offset | n/a | 1900-12-31T23:59:59 | Submitted:Submitted for Approval | Component | Curtain Wall:SL52CurtainWallingSystem:356143 | 0 | n/a | n/a | Vertical Grid | n/a | n/a | n/a
Reference | n/a | 1900-12-31T23:59:59 | Submitted:Submitted for Approval | Component | Curtain Wall:SL52CurtainWallingSystem:358251 | SL52CurtainWallingSystem | n/a | n/a | Pset_CurtainWallCommon | n/a | n/a
IsExternal | n/a | 1900-12-31T23:59:59 | Submitted:Submitted for Approval | Component | Curtain Wall:SL52CurtainWallingSystem:358251 | TRUE | n/a | n/a | Pset_CurtainWallCommon | n/a | n/a | n/a
Manufacturer | n/a | 1900-12-31T23:59:59 | Submitted:Submitted for Approval | Component | Curtain Wall:SL52CurtainWallingSystem:358251 | AluK (GB) Ltd | n/a | n/a | Pset_ManufacturerTypeInformation | n/a | n/a
Base Constraint | n/a | 1900-12-31T23:59:59 | Submitted:Submitted for Approval | Component | Curtain Wall:SL52CurtainWallingSystem:358251 | Level: Ground Floor | n/a | n/a | Constraints | n/a | n/a
Base is Attached | n/a | 1900-12-31T23:59:59 | Submitted:Submitted for Approval | Component | Curtain Wall:SL52CurtainWallingSystem:358251 | n/a | n/a | n/a | Constraints | n/a | n/a | n/a
Base Offset | n/a | 1900-12-31T23:59:59 | Submitted:Submitted for Approval | Component | Curtain Wall:SL52CurtainWallingSystem:358251 | 0 | n/a | n/a | Constraints | n/a | n/a | n/a
Related to Mass | n/a | 1900-12-31T23:59:59 | Submitted:Submitted for Approval | Component | Curtain Wall:SL52CurtainWallingSystem:358251 | n/a | n/a | n/a | Constraints | n/a | n/a | n/a
Room Bounding | n/a | 1900-12-31T23:59:59 | Submitted:Submitted for Approval | Component | Curtain Wall:SL52CurtainWallingSystem:358251 | TRUE | n/a | n/a | Constraints | n/a | n/a | n/a
Top is Attached | n/a | 1900-12-31T23:59:59 | Submitted:Submitted for Approval | Component | Curtain Wall:SL52CurtainWallingSystem:358251 | n/a | n/a | n/a | Constraints | n/a | n/a | n/a
Top Offset | n/a | 1900-12-31T23:59:59 | Submitted:Submitted for Approval | Component | Curtain Wall:SL52CurtainWallingSystem:358251 | 0 | n/a | n/a | Constraints | n/a | n/a | n/a
Unconnected Height | n/a | 1900-12-31T23:59:59 | Submitted:Submitted for Approval | Component | Curtain Wall:SL52CurtainWallingSystem:358251 | 3490 | n/a | n/a | Constraints | n/a | n/a | n/a
Area | n/a | 1900-12-31T23:59:59 | Submitted:Submitted for Approval | Component | Curtain Wall:SL52CurtainWallingSystem:358251 | 0.97221 | n/a | n/a | Dimensions | n/a | n/a | n/a
Length | n/a | 1900-12-31T23:59:59 | Submitted:Submitted for Approval | Component | Curtain Wall:SL52CurtainWallingSystem:358251 | 278.5714 | n/a | n/a | Dimensions | n/a | n/a | n/a
Angle | n/a | 1900-12-31T23:59:59 | Submitted:Submitted for Approval | Component | Curtain Wall:SL52CurtainWallingSystem:358251 | 0 | n/a | n/a | Horizontal Grid | n/a | n/a | n/a
Justification | n/a | 1900-12-31T23:59:59 | Submitted:Submitted for Approval | Component | Curtain Wall:SL52CurtainWallingSystem:358251 | Beginning | n/a | n/a | Horizontal Grid | n/a | n/a
Number | n/a | 1900-12-31T23:59:59 | Submitted:Submitted for Approval | Component | Curtain Wall:SL52CurtainWallingSystem:358251 | 1 | n/a | n/a | Horizontal Grid | n/a | n/a | n/a
Offset | n/a | 1900-12-31T23:59:59 | Submitted:Submitted for Approval | Component | Curtain Wall:SL52CurtainWallingSystem:358251 | 0 | n/a | n/a | Horizontal Grid | n/a | n/a | n/a
Phase Created | n/a | 1900-12-31T23:59:59 | Submitted:Submitted for Approval | Component | Curtain Wall:SL52CurtainWallingSystem:358251 | New Construction | n/a | n/a | Phasing | n/a | n/a
Enable Analytical Model | n/a | 1900-12-31T23:59:59 | Submitted:Submitted for Approval | Component | Curtain Wall:SL52CurtainWallingSystem:358251 | n/a | n/a | n/a | Structural | n/a | n/a | n/a
Structural | n/a | 1900-12-31T23:59:59 | Submitted:Submitted for Approval | Component | Curtain Wall:SL52CurtainWallingSystem:358251 | n/a | n/a | n/a | Structural | n/a | n/a | n/a
Structural Usage | n/a | 1900-12-31T23:59:59 | Submitted:Submitted for Approval | Component | Curtain Wall:SL52CurtainWallingSystem:358251 | Non-bearing | n/a | n/a | Structural | n/a | n/a
Angle | n/a | 1900-12-31T23:59:59 | Submitted:Submitted for Approval | Component | Curtain Wall:SL52CurtainWallingSystem:358251 | 0 | n/a | n/a | Vertical Grid | n/a | n/a | n/a
Justification | n/a | 1900-12-31T23:59:59 | Submitted:Submitted for Approval | Component | Curtain Wall:SL52CurtainWallingSystem:358251 | Beginning | n/a | n/a | Vertical Grid | n/a | n/a
Number | n/a | 1900-12-31T23:59:59 | Submitted:Submitted for Approval | Component | Curtain Wall:SL52CurtainWallingSystem:358251 | 4 | n/a | n/a | Vertical Grid | n/a | n/a | n/a
Offset | n/a | 1900-12-31T23:59:59 | Submitted:Submitted for Approval | Component | Curtain Wall:SL52CurtainWallingSystem:358251 | 0 | n/a | n/a | Vertical Grid | n/a | n/a | n/a
Reference | n/a | 1900-12-31T23:59:59 | Submitted:Submitted for Approval | Component | Curtain Wall:SL52CurtainWallingSystem:358269 | SL52CurtainWallingSystem | n/a | n/a | Pset_CurtainWallCommon | n/a | n/a
IsExternal | n/a | 1900-12-31T23:59:59 | Submitted:Submitted for Approval | Component | Curtain Wall:SL52CurtainWallingSystem:358269 | TRUE | n/a | n/a | Pset_CurtainWallCommon | n/a | n/a | n/a
Manufacturer | n/a | 1900-12-31T23:59:59 | Submitted:Submitted for Approval | Component | Curtain Wall:SL52CurtainWallingSystem:358269 | AluK (GB) Ltd | n/a | n/a | Pset_ManufacturerTypeInformation | n/a | n/a
Base Constraint | n/a | 1900-12-31T23:59:59 | Submitted:Submitted for Approval | Component | Curtain Wall:SL52CurtainWallingSystem:358269 | Level: Ground Floor | n/a | n/a | Constraints | n/a | n/a
Base is Attached | n/a | 1900-12-31T23:59:59 | Submitted:Submitted for Approval | Component | Curtain Wall:SL52CurtainWallingSystem:358269 | n/a | n/a | n/a | Constraints | n/a | n/a | n/a
Base Offset | n/a | 1900-12-31T23:59:59 | Submitted:Submitted for Approval | Component | Curtain Wall:SL52CurtainWallingSystem:358269 | 0 | n/a | n/a | Constraints | n/a | n/a | n/a
Related to Mass | n/a | 1900-12-31T23:59:59 | Submitted:Submitted for Approval | Component | Curtain Wall:SL52CurtainWallingSystem:358269 | n/a | n/a | n/a | Constraints | n/a | n/a | n/a
Room Bounding | n/a | 1900-12-31T23:59:59 | Submitted:Submitted for Approval | Component | Curtain Wall:SL52CurtainWallingSystem:358269 | TRUE | n/a | n/a | Constraints | n/a | n/a | n/a
Top is Attached | n/a | 1900-12-31T23:59:59 | Submitted:Submitted for Approval | Component | Curtain Wall:SL52CurtainWallingSystem:358269 | n/a | n/a | n/a | Constraints | n/a | n/a | n/a
Top Offset | n/a | 1900-12-31T23:59:59 | Submitted:Submitted for Approval | Component | Curtain Wall:SL52CurtainWallingSystem:358269 | 0 | n/a | n/a | Constraints | n/a | n/a | n/a
Unconnected Height | n/a | 1900-12-31T23:59:59 | Submitted:Submitted for Approval | Component | Curtain Wall:SL52CurtainWallingSystem:358269 | 3490 | n/a | n/a | Constraints | n/a | n/a | n/a
Area | n/a | 1900-12-31T23:59:59 | Submitted:Submitted for Approval | Component | Curtain Wall:SL52CurtainWallingSystem:358269 | 0.97221 | n/a | n/a | Dimensions | n/a | n/a | n/a
Length | n/a | 1900-12-31T23:59:59 | Submitted:Submitted for Approval | Component | Curtain Wall:SL52CurtainWallingSystem:358269 | 278.5714 | n/a | n/a | Dimensions | n/a | n/a | n/a
Angle | n/a | 1900-12-31T23:59:59 | Submitted:Submitted for Approval | Component | Curtain Wall:SL52CurtainWallingSystem:358269 | 0 | n/a | n/a | Horizontal Grid | n/a | n/a | n/a
Justification | n/a | 1900-12-31T23:59:59 | Submitted:Submitted for Approval | Component | Curtain Wall:SL52CurtainWallingSystem:358269 | Beginning | n/a | n/a | Horizontal Grid | n/a | n/a
Number | n/a | 1900-12-31T23:59:59 | Submitted:Submitted for Approval | Component | Curtain Wall:SL52CurtainWallingSystem:358269 | 1 | n/a | n/a | Horizontal Grid | n/a | n/a | n/a
Offset | n/a | 1900-12-31T23:59:59 | Submitted:Submitted for Approval | Component | Curtain Wall:SL52CurtainWallingSystem:358269 | 0 | n/a | n/a | Horizontal Grid | n/a | n/a | n/a
Phase Created | n/a | 1900-12-31T23:59:59 | Submitted:Submitted for Approval | Component | Curtain Wall:SL52CurtainWallingSystem:358269 | New Construction | n/a | n/a | Phasing | n/a | n/a
Enable Analytical Model | n/a | 1900-12-31T23:59:59 | Submitted:Submitted for Approval | Component | Curtain Wall:SL52CurtainWallingSystem:358269 | n/a | n/a | n/a | Structural | n/a | n/a | n/a
Structural | n/a | 1900-12-31T23:59:59 | Submitted:Submitted for Approval | Component | Curtain Wall:SL52CurtainWallingSystem:358269 | n/a | n/a | n/a | Structural | n/a | n/a | n/a
Structural Usage | n/a | 1900-12-31T23:59:59 | Submitted:Submitted for Approval | Component | Curtain Wall:SL52CurtainWallingSystem:358269 | Non-bearing | n/a | n/a | Structural | n/a | n/a
Angle | n/a | 1900-12-31T23:59:59 | Submitted:Submitted for Approval | Component | Curtain Wall:SL52CurtainWallingSystem:358269 | 0 | n/a | n/a | Vertical Grid | n/a | n/a | n/a
Justification | n/a | 1900-12-31T23:59:59 | Submitted:Submitted for Approval | Component | Curtain Wall:SL52CurtainWallingSystem:358269 | Beginning | n/a | n/a | Vertical Grid | n/a | n/a
Number | n/a | 1900-12-31T23:59:59 | Submitted:Submitted for Approval | Component | Curtain Wall:SL52CurtainWallingSystem:358269 | 4 | n/a | n/a | Vertical Grid | n/a | n/a | n/a
Offset | n/a | 1900-12-31T23:59:59 | Submitted:Submitted for Approval | Component | Curtain Wall:SL52CurtainWallingSystem:358269 | 0 | n/a | n/a | Vertical Grid | n/a | n/a | n/a
Reference | n/a | 1900-12-31T23:59:59 | Submitted:Submitted for Approval | Component | Curtain Wall:SL52CurtainWallingSystem:358287 | SL52CurtainWallingSystem | n/a | n/a | Pset_CurtainWallCommon | n/a | n/a
IsExternal | n/a | 1900-12-31T23:59:59 | Submitted:Submitted for Approval | Component | Curtain Wall:SL52CurtainWallingSystem:358287 | TRUE | n/a | n/a | Pset_CurtainWallCommon | n/a | n/a | n/a
Manufacturer | n/a | 1900-12-31T23:59:59 | Submitted:Submitted for Approval | Component | Curtain Wall:SL52CurtainWallingSystem:358287 | AluK (GB) Ltd | n/a | n/a | Pset_ManufacturerTypeInformation | n/a | n/a
Base Constraint | n/a | 1900-12-31T23:59:59 | Submitted:Submitted for Approval | Component | Curtain Wall:SL52CurtainWallingSystem:358287 | Level: Ground Floor | n/a | n/a | Constraints | n/a | n/a
Base is Attached | n/a | 1900-12-31T23:59:59 | Submitted:Submitted for Approval | Component | Curtain Wall:SL52CurtainWallingSystem:358287 | n/a | n/a | n/a | Constraints | n/a | n/a | n/a
Base Offset | n/a | 1900-12-31T23:59:59 | Submitted:Submitted for Approval | Component | Curtain Wall:SL52CurtainWallingSystem:358287 | 0 | n/a | n/a | Constraints | n/a | n/a | n/a
Related to Mass | n/a | 1900-12-31T23:59:59 | Submitted:Submitted for Approval | Component | Curtain Wall:SL52CurtainWallingSystem:358287 | n/a | n/a | n/a | Constraints | n/a | n/a | n/a
Room Bounding | n/a | 1900-12-31T23:59:59 | Submitted:Submitted for Approval | Component | Curtain Wall:SL52CurtainWallingSystem:358287 | TRUE | n/a | n/a | Constraints | n/a | n/a | n/a
Top is Attached | n/a | 1900-12-31T23:59:59 | Submitted:Submitted for Approval | Component | Curtain Wall:SL52CurtainWallingSystem:358287 | n/a | n/a | n/a | Constraints | n/a | n/a | n/a
Top Offset | n/a | 1900-12-31T23:59:59 | Submitted:Submitted for Approval | Component | Curtain Wall:SL52CurtainWallingSystem:358287 | 0 | n/a | n/a | Constraints | n/a | n/a | n/a
Unconnected Height | n/a | 1900-12-31T23:59:59 | Submitted:Submitted for Approval | Component | Curtain Wall:SL52CurtainWallingSystem:358287 | 3490 | n/a | n/a | Constraints | n/a | n/a | n/a
Area | n/a | 1900-12-31T23:59:59 | Submitted:Submitted for Approval | Component | Curtain Wall:SL52CurtainWallingSystem:358287 | 0.97221 | n/a | n/a | Dimensions | n/a | n/a | n/a
Length | n/a | 1900-12-31T23:59:59 | Submitted:Submitted for Approval | Component | Curtain Wall:SL52CurtainWallingSystem:358287 | 278.5714 | n/a | n/a | Dimensions | n/a | n/a | n/a
Angle | n/a | 1900-12-31T23:59:59 | Submitted:Submitted for Approval | Component | Curtain Wall:SL52CurtainWallingSystem:358287 | 0 | n/a | n/a | Horizontal Grid | n/a | n/a | n/a
Justification | n/a | 1900-12-31T23:59:59 | Submitted:Submitted for Approval | Component | Curtain Wall:SL52CurtainWallingSystem:358287 | Beginning | n/a | n/a | Horizontal Grid | n/a | n/a
Number | n/a | 1900-12-31T23:59:59 | Submitted:Submitted for Approval | Component | Curtain Wall:SL52CurtainWallingSystem:358287 | 1 | n/a | n/a | Horizontal Grid | n/a | n/a | n/a
Offset | n/a | 1900-12-31T23:59:59 | Submitted:Submitted for Approval | Component | Curtain Wall:SL52CurtainWallingSystem:358287 | 0 | n/a | n/a | Horizontal Grid | n/a | n/a | n/a
Phase Created | n/a | 1900-12-31T23:59:59 | Submitted:Submitted for Approval | Component | Curtain Wall:SL52CurtainWallingSystem:358287 | New Construction | n/a | n/a | Phasing | n/a | n/a
Enable Analytical Model | n/a | 1900-12-31T23:59:59 | Submitted:Submitted for Approval | Component | Curtain Wall:SL52CurtainWallingSystem:358287 | n/a | n/a | n/a | Structural | n/a | n/a | n/a
Structural | n/a | 1900-12-31T23:59:59 | Submitted:Submitted for Approval | Component | Curtain Wall:SL52CurtainWallingSystem:358287 | n/a | n/a | n/a | Structural | n/a | n/a | n/a
Structural Usage | n/a | 1900-12-31T23:59:59 | Submitted:Submitted for Approval | Component | Curtain Wall:SL52CurtainWallingSystem:358287 | Non-bearing | n/a | n/a | Structural | n/a | n/a
Angle | n/a | 1900-12-31T23:59:59 | Submitted:Submitted for Approval | Component | Curtain Wall:SL52CurtainWallingSystem:358287 | 0 | n/a | n/a | Vertical Grid | n/a | n/a | n/a
Justification | n/a | 1900-12-31T23:59:59 | Submitted:Submitted for Approval | Component | Curtain Wall:SL52CurtainWallingSystem:358287 | Beginning | n/a | n/a | Vertical Grid | n/a | n/a
Number | n/a | 1900-12-31T23:59:59 | Submitted:Submitted for Approval | Component | Curtain Wall:SL52CurtainWallingSystem:358287 | 4 | n/a | n/a | Vertical Grid | n/a | n/a | n/a
Offset | n/a | 1900-12-31T23:59:59 | Submitted:Submitted for Approval | Component | Curtain Wall:SL52CurtainWallingSystem:358287 | 0 | n/a | n/a | Vertical Grid | n/a | n/a | n/a
Reference | n/a | 1900-12-31T23:59:59 | Submitted:Submitted for Approval | Component | Curtain Wall:SL52CurtainWallingSystem:358305 | SL52CurtainWallingSystem | n/a | n/a | Pset_CurtainWallCommon | n/a | n/a
IsExternal | n/a | 1900-12-31T23:59:59 | Submitted:Submitted for Approval | Component | Curtain Wall:SL52CurtainWallingSystem:358305 | TRUE | n/a | n/a | Pset_CurtainWallCommon | n/a | n/a | n/a
Manufacturer | n/a | 1900-12-31T23:59:59 | Submitted:Submitted for Approval | Component | Curtain Wall:SL52CurtainWallingSystem:358305 | AluK (GB) Ltd | n/a | n/a | Pset_ManufacturerTypeInformation | n/a | n/a
Base Constraint | n/a | 1900-12-31T23:59:59 | Submitted:Submitted for Approval | Component | Curtain Wall:SL52CurtainWallingSystem:358305 | Level: Ground Floor | n/a | n/a | Constraints | n/a | n/a
Base is Attached | n/a | 1900-12-31T23:59:59 | Submitted:Submitted for Approval | Component | Curtain Wall:SL52CurtainWallingSystem:358305 | n/a | n/a | n/a | Constraints | n/a | n/a | n/a
Base Offset | n/a | 1900-12-31T23:59:59 | Submitted:Submitted for Approval | Component | Curtain Wall:SL52CurtainWallingSystem:358305 | 0 | n/a | n/a | Constraints | n/a | n/a | n/a
Related to Mass | n/a | 1900-12-31T23:59:59 | Submitted:Submitted for Approval | Component | Curtain Wall:SL52CurtainWallingSystem:358305 | n/a | n/a | n/a | Constraints | n/a | n/a | n/a
Room Bounding | n/a | 1900-12-31T23:59:59 | Submitted:Submitted for Approval | Component | Curtain Wall:SL52CurtainWallingSystem:358305 | TRUE | n/a | n/a | Constraints | n/a | n/a | n/a
Top is Attached | n/a | 1900-12-31T23:59:59 | Submitted:Submitted for Approval | Component | Curtain Wall:SL52CurtainWallingSystem:358305 | n/a | n/a | n/a | Constraints | n/a | n/a | n/a
Top Offset | n/a | 1900-12-31T23:59:59 | Submitted:Submitted for Approval | Component | Curtain Wall:SL52CurtainWallingSystem:358305 | 0 | n/a | n/a | Constraints | n/a | n/a | n/a
Unconnected Height | n/a | 1900-12-31T23:59:59 | Submitted:Submitted for Approval | Component | Curtain Wall:SL52CurtainWallingSystem:358305 | 3490 | n/a | n/a | Constraints | n/a | n/a | n/a
Area | n/a | 1900-12-31T23:59:59 | Submitted:Submitted for Approval | Component | Curtain Wall:SL52CurtainWallingSystem:358305 | 0.88496 | n/a | n/a | Dimensions | n/a | n/a | n/a
Length | n/a | 1900-12-31T23:59:59 | Submitted:Submitted for Approval | Component | Curtain Wall:SL52CurtainWallingSystem:358305 | 253.5714 | n/a | n/a | Dimensions | n/a | n/a | n/a
Angle | n/a | 1900-12-31T23:59:59 | Submitted:Submitted for Approval | Component | Curtain Wall:SL52CurtainWallingSystem:358305 | 0 | n/a | n/a | Horizontal Grid | n/a | n/a | n/a
Justification | n/a | 1900-12-31T23:59:59 | Submitted:Submitted for Approval | Component | Curtain Wall:SL52CurtainWallingSystem:358305 | Beginning | n/a | n/a | Horizontal Grid | n/a | n/a
Number | n/a | 1900-12-31T23:59:59 | Submitted:Submitted for Approval | Component | Curtain Wall:SL52CurtainWallingSystem:358305 | 1 | n/a | n/a | Horizontal Grid | n/a | n/a | n/a
Offset | n/a | 1900-12-31T23:59:59 | Submitted:Submitted for Approval | Component | Curtain Wall:SL52CurtainWallingSystem:358305 | 0 | n/a | n/a | Horizontal Grid | n/a | n/a | n/a
Phase Created | n/a | 1900-12-31T23:59:59 | Submitted:Submitted for Approval | Component | Curtain Wall:SL52CurtainWallingSystem:358305 | New Construction | n/a | n/a | Phasing | n/a | n/a
Enable Analytical Model | n/a | 1900-12-31T23:59:59 | Submitted:Submitted for Approval | Component | Curtain Wall:SL52CurtainWallingSystem:358305 | n/a | n/a | n/a | Structural | n/a | n/a | n/a
Structural | n/a | 1900-12-31T23:59:59 | Submitted:Submitted for Approval | Component | Curtain Wall:SL52CurtainWallingSystem:358305 | n/a | n/a | n/a | Structural | n/a | n/a | n/a
Structural Usage | n/a | 1900-12-31T23:59:59 | Submitted:Submitted for Approval | Component | Curtain Wall:SL52CurtainWallingSystem:358305 | Non-bearing | n/a | n/a | Structural | n/a | n/a
Angle | n/a | 1900-12-31T23:59:59 | Submitted:Submitted for Approval | Component | Curtain Wall:SL52CurtainWallingSystem:358305 | 0 | n/a | n/a | Vertical Grid | n/a | n/a | n/a
Justification | n/a | 1900-12-31T23:59:59 | Submitted:Submitted for Approval | Component | Curtain Wall:SL52CurtainWallingSystem:358305 | Beginning | n/a | n/a | Vertical Grid | n/a | n/a
Number | n/a | 1900-12-31T23:59:59 | Submitted:Submitted for Approval | Component | Curtain Wall:SL52CurtainWallingSystem:358305 | 4 | n/a | n/a | Vertical Grid | n/a | n/a | n/a
Offset | n/a | 1900-12-31T23:59:59 | Submitted:Submitted for Approval | Component | Curtain Wall:SL52CurtainWallingSystem:358305 | 0 | n/a | n/a | Vertical Grid | n/a | n/a | n/a
Reference | n/a | 1900-12-31T23:59:59 | Submitted:Submitted for Approval | Component | Curtain Wall:SL52CurtainWallingSystem:365314 | SL52CurtainWallingSystem | n/a | n/a | Pset_CurtainWallCommon | n/a | n/a
IsExternal | n/a | 1900-12-31T23:59:59 | Submitted:Submitted for Approval | Component | Curtain Wall:SL52CurtainWallingSystem:365314 | TRUE | n/a | n/a | Pset_CurtainWallCommon | n/a | n/a | n/a
Manufacturer | n/a | 1900-12-31T23:59:59 | Submitted:Submitted for Approval | Component | Curtain Wall:SL52CurtainWallingSystem:365314 | AluK (GB) Ltd | n/a | n/a | Pset_ManufacturerTypeInformation | n/a | n/a
Base Constraint | n/a | 1900-12-31T23:59:59 | Submitted:Submitted for Approval | Component | Curtain Wall:SL52CurtainWallingSystem:365314 | Level: Ground Floor | n/a | n/a | Constraints | n/a | n/a
Base is Attached | n/a | 1900-12-31T23:59:59 | Submitted:Submitted for Approval | Component | Curtain Wall:SL52CurtainWallingSystem:365314 | n/a | n/a | n/a | Constraints | n/a | n/a | n/a
Base Offset | n/a | 1900-12-31T23:59:59 | Submitted:Submitted for Approval | Component | Curtain Wall:SL52CurtainWallingSystem:365314 | 0 | n/a | n/a | Constraints | n/a | n/a | n/a
Related to Mass | n/a | 1900-12-31T23:59:59 | Submitted:Submitted for Approval | Component | Curtain Wall:SL52CurtainWallingSystem:365314 | n/a | n/a | n/a | Constraints | n/a | n/a | n/a
Room Bounding | n/a | 1900-12-31T23:59:59 | Submitted:Submitted for Approval | Component | Curtain Wall:SL52CurtainWallingSystem:365314 | TRUE | n/a | n/a | Constraints | n/a | n/a | n/a
Top is Attached | n/a | 1900-12-31T23:59:59 | Submitted:Submitted for Approval | Component | Curtain Wall:SL52CurtainWallingSystem:365314 | n/a | n/a | n/a | Constraints | n/a | n/a | n/a
Top Offset | n/a | 1900-12-31T23:59:59 | Submitted:Submitted for Approval | Component | Curtain Wall:SL52CurtainWallingSystem:365314 | 0 | n/a | n/a | Constraints | n/a | n/a | n/a
Unconnected Height | n/a | 1900-12-31T23:59:59 | Submitted:Submitted for Approval | Component | Curtain Wall:SL52CurtainWallingSystem:365314 | 3490 | n/a | n/a | Constraints | n/a | n/a | n/a
Area | n/a | 1900-12-31T23:59:59 | Submitted:Submitted for Approval | Component | Curtain Wall:SL52CurtainWallingSystem:365314 | 12.564 | n/a | n/a | Dimensions | n/a | n/a | n/a
Length | n/a | 1900-12-31T23:59:59 | Submitted:Submitted for Approval | Component | Curtain Wall:SL52CurtainWallingSystem:365314 | 3600 | n/a | n/a | Dimensions | n/a | n/a | n/a
Angle | n/a | 1900-12-31T23:59:59 | Submitted:Submitted for Approval | Component | Curtain Wall:SL52CurtainWallingSystem:365314 | 0 | n/a | n/a | Horizontal Grid | n/a | n/a | n/a
Justification | n/a | 1900-12-31T23:59:59 | Submitted:Submitted for Approval | Component | Curtain Wall:SL52CurtainWallingSystem:365314 | Beginning | n/a | n/a | Horizontal Grid | n/a | n/a
Number | n/a | 1900-12-31T23:59:59 | Submitted:Submitted for Approval | Component | Curtain Wall:SL52CurtainWallingSystem:365314 | 1 | n/a | n/a | Horizontal Grid | n/a | n/a | n/a
Offset | n/a | 1900-12-31T23:59:59 | Submitted:Submitted for Approval | Component | Curtain Wall:SL52CurtainWallingSystem:365314 | 0 | n/a | n/a | Horizontal Grid | n/a | n/a | n/a
Phase Created | n/a | 1900-12-31T23:59:59 | Submitted:Submitted for Approval | Component | Curtain Wall:SL52CurtainWallingSystem:365314 | New Construction | n/a | n/a | Phasing | n/a | n/a
Enable Analytical Model | n/a | 1900-12-31T23:59:59 | Submitted:Submitted for Approval | Component | Curtain Wall:SL52CurtainWallingSystem:365314 | n/a | n/a | n/a | Structural | n/a | n/a | n/a
Structural | n/a | 1900-12-31T23:59:59 | Submitted:Submitted for Approval | Component | Curtain Wall:SL52CurtainWallingSystem:365314 | n/a | n/a | n/a | Structural | n/a | n/a | n/a
Structural Usage | n/a | 1900-12-31T23:59:59 | Submitted:Submitted for Approval | Component | Curtain Wall:SL52CurtainWallingSystem:365314 | Non-bearing | n/a | n/a | Structural | n/a | n/a
Angle | n/a | 1900-12-31T23:59:59 | Submitted:Submitted for Approval | Component | Curtain Wall:SL52CurtainWallingSystem:365314 | 0 | n/a | n/a | Vertical Grid | n/a | n/a | n/a
Justification | n/a | 1900-12-31T23:59:59 | Submitted:Submitted for Approval | Component | Curtain Wall:SL52CurtainWallingSystem:365314 | Beginning | n/a | n/a | Vertical Grid | n/a | n/a
Number | n/a | 1900-12-31T23:59:59 | Submitted:Submitted for Approval | Component | Curtain Wall:SL52CurtainWallingSystem:365314 | 4 | n/a | n/a | Vertical Grid | n/a | n/a | n/a
Offset | n/a | 1900-12-31T23:59:59 | Submitted:Submitted for Approval | Component | Curtain Wall:SL52CurtainWallingSystem:365314 | 0 | n/a | n/a | Vertical Grid | n/a | n/a | n/a
Reference | n/a | 1900-12-31T23:59:59 | Submitted:Submitted for Approval | Component | Curtain Wall:SL52CurtainWallingSystem:365410 | SL52CurtainWallingSystem | n/a | n/a | Pset_CurtainWallCommon | n/a | n/a
IsExternal | n/a | 1900-12-31T23:59:59 | Submitted:Submitted for Approval | Component | Curtain Wall:SL52CurtainWallingSystem:365410 | TRUE | n/a | n/a | Pset_CurtainWallCommon | n/a | n/a | n/a
Manufacturer | n/a | 1900-12-31T23:59:59 | Submitted:Submitted for Approval | Component | Curtain Wall:SL52CurtainWallingSystem:365410 | AluK (GB) Ltd | n/a | n/a | Pset_ManufacturerTypeInformation | n/a | n/a
Base Constraint | n/a | 1900-12-31T23:59:59 | Submitted:Submitted for Approval | Component | Curtain Wall:SL52CurtainWallingSystem:365410 | Level: Ground Floor | n/a | n/a | Constraints | n/a | n/a
Base is Attached | n/a | 1900-12-31T23:59:59 | Submitted:Submitted for Approval | Component | Curtain Wall:SL52CurtainWallingSystem:365410 | n/a | n/a | n/a | Constraints | n/a | n/a | n/a
Base Offset | n/a | 1900-12-31T23:59:59 | Submitted:Submitted for Approval | Component | Curtain Wall:SL52CurtainWallingSystem:365410 | 0 | n/a | n/a | Constraints | n/a | n/a | n/a
Related to Mass | n/a | 1900-12-31T23:59:59 | Submitted:Submitted for Approval | Component | Curtain Wall:SL52CurtainWallingSystem:365410 | n/a | n/a | n/a | Constraints | n/a | n/a | n/a
Room Bounding | n/a | 1900-12-31T23:59:59 | Submitted:Submitted for Approval | Component | Curtain Wall:SL52CurtainWallingSystem:365410 | TRUE | n/a | n/a | Constraints | n/a | n/a | n/a
Top is Attached | n/a | 1900-12-31T23:59:59 | Submitted:Submitted for Approval | Component | Curtain Wall:SL52CurtainWallingSystem:365410 | n/a | n/a | n/a | Constraints | n/a | n/a | n/a
Top Offset | n/a | 1900-12-31T23:59:59 | Submitted:Submitted for Approval | Component | Curtain Wall:SL52CurtainWallingSystem:365410 | 0 | n/a | n/a | Constraints | n/a | n/a | n/a
Unconnected Height | n/a | 1900-12-31T23:59:59 | Submitted:Submitted for Approval | Component | Curtain Wall:SL52CurtainWallingSystem:365410 | 3490 | n/a | n/a | Constraints | n/a | n/a | n/a
Area | n/a | 1900-12-31T23:59:59 | Submitted:Submitted for Approval | Component | Curtain Wall:SL52CurtainWallingSystem:365410 | 14.658 | n/a | n/a | Dimensions | n/a | n/a | n/a
Length | n/a | 1900-12-31T23:59:59 | Submitted:Submitted for Approval | Component | Curtain Wall:SL52CurtainWallingSystem:365410 | 4200 | n/a | n/a | Dimensions | n/a | n/a | n/a
Angle | n/a | 1900-12-31T23:59:59 | Submitted:Submitted for Approval | Component | Curtain Wall:SL52CurtainWallingSystem:365410 | 0 | n/a | n/a | Horizontal Grid | n/a | n/a | n/a
Justification | n/a | 1900-12-31T23:59:59 | Submitted:Submitted for Approval | Component | Curtain Wall:SL52CurtainWallingSystem:365410 | Beginning | n/a | n/a | Horizontal Grid | n/a | n/a
Number | n/a | 1900-12-31T23:59:59 | Submitted:Submitted for Approval | Component | Curtain Wall:SL52CurtainWallingSystem:365410 | 1 | n/a | n/a | Horizontal Grid | n/a | n/a | n/a
Offset | n/a | 1900-12-31T23:59:59 | Submitted:Submitted for Approval | Component | Curtain Wall:SL52CurtainWallingSystem:365410 | 0 | n/a | n/a | Horizontal Grid | n/a | n/a | n/a
Phase Created | n/a | 1900-12-31T23:59:59 | Submitted:Submitted for Approval | Component | Curtain Wall:SL52CurtainWallingSystem:365410 | New Construction | n/a | n/a | Phasing | n/a | n/a
Enable Analytical Model | n/a | 1900-12-31T23:59:59 | Submitted:Submitted for Approval | Component | Curtain Wall:SL52CurtainWallingSystem:365410 | n/a | n/a | n/a | Structural | n/a | n/a | n/a
Structural | n/a | 1900-12-31T23:59:59 | Submitted:Submitted for Approval | Component | Curtain Wall:SL52CurtainWallingSystem:365410 | n/a | n/a | n/a | Structural | n/a | n/a | n/a
Structural Usage | n/a | 1900-12-31T23:59:59 | Submitted:Submitted for Approval | Component | Curtain Wall:SL52CurtainWallingSystem:365410 | Non-bearing | n/a | n/a | Structural | n/a | n/a
Angle | n/a | 1900-12-31T23:59:59 | Submitted:Submitted for Approval | Component | Curtain Wall:SL52CurtainWallingSystem:365410 | 0 | n/a | n/a | Vertical Grid | n/a | n/a | n/a
Justification | n/a | 1900-12-31T23:59:59 | Submitted:Submitted for Approval | Component | Curtain Wall:SL52CurtainWallingSystem:365410 | Beginning | n/a | n/a | Vertical Grid | n/a | n/a
Number | n/a | 1900-12-31T23:59:59 | Submitted:Submitted for Approval | Component | Curtain Wall:SL52CurtainWallingSystem:365410 | 4 | n/a | n/a | Vertical Grid | n/a | n/a | n/a
Offset | n/a | 1900-12-31T23:59:59 | Submitted:Submitted for Approval | Component | Curtain Wall:SL52CurtainWallingSystem:365410 | 0 | n/a | n/a | Vertical Grid | n/a | n/a | n/a
Reference | n/a | 1900-12-31T23:59:59 | Submitted:Submitted for Approval | Component | Curtain Wall:SL52CurtainWallingSystem:367671 | SL52CurtainWallingSystem | n/a | n/a | Pset_CurtainWallCommon | n/a | n/a
IsExternal | n/a | 1900-12-31T23:59:59 | Submitted:Submitted for Approval | Component | Curtain Wall:SL52CurtainWallingSystem:367671 | TRUE | n/a | n/a | Pset_CurtainWallCommon | n/a | n/a | n/a
Manufacturer | n/a | 1900-12-31T23:59:59 | Submitted:Submitted for Approval | Component | Curtain Wall:SL52CurtainWallingSystem:367671 | AluK (GB) Ltd | n/a | n/a | Pset_ManufacturerTypeInformation | n/a | n/a
Base Constraint | n/a | 1900-12-31T23:59:59 | Submitted:Submitted for Approval | Component | Curtain Wall:SL52CurtainWallingSystem:367671 | Level: Ground Floor | n/a | n/a | Constraints | n/a | n/a
Base is Attached | n/a | 1900-12-31T23:59:59 | Submitted:Submitted for Approval | Component | Curtain Wall:SL52CurtainWallingSystem:367671 | n/a | n/a | n/a | Constraints | n/a | n/a | n/a
Base Offset | n/a | 1900-12-31T23:59:59 | Submitted:Submitted for Approval | Component | Curtain Wall:SL52CurtainWallingSystem:367671 | 0 | n/a | n/a | Constraints | n/a | n/a | n/a
Related to Mass | n/a | 1900-12-31T23:59:59 | Submitted:Submitted for Approval | Component | Curtain Wall:SL52CurtainWallingSystem:367671 | n/a | n/a | n/a | Constraints | n/a | n/a | n/a
Room Bounding | n/a | 1900-12-31T23:59:59 | Submitted:Submitted for Approval | Component | Curtain Wall:SL52CurtainWallingSystem:367671 | TRUE | n/a | n/a | Constraints | n/a | n/a | n/a
Top is Attached | n/a | 1900-12-31T23:59:59 | Submitted:Submitted for Approval | Component | Curtain Wall:SL52CurtainWallingSystem:367671 | n/a | n/a | n/a | Constraints | n/a | n/a | n/a
Top Offset | n/a | 1900-12-31T23:59:59 | Submitted:Submitted for Approval | Component | Curtain Wall:SL52CurtainWallingSystem:367671 | 0 | n/a | n/a | Constraints | n/a | n/a | n/a
Unconnected Height | n/a | 1900-12-31T23:59:59 | Submitted:Submitted for Approval | Component | Curtain Wall:SL52CurtainWallingSystem:367671 | 3490 | n/a | n/a | Constraints | n/a | n/a | n/a
Area | n/a | 1900-12-31T23:59:59 | Submitted:Submitted for Approval | Component | Curtain Wall:SL52CurtainWallingSystem:367671 | 18.148 | n/a | n/a | Dimensions | n/a | n/a | n/a
Length | n/a | 1900-12-31T23:59:59 | Submitted:Submitted for Approval | Component | Curtain Wall:SL52CurtainWallingSystem:367671 | 5200 | n/a | n/a | Dimensions | n/a | n/a | n/a
Angle | n/a | 1900-12-31T23:59:59 | Submitted:Submitted for Approval | Component | Curtain Wall:SL52CurtainWallingSystem:367671 | 0 | n/a | n/a | Horizontal Grid | n/a | n/a | n/a
Justification | n/a | 1900-12-31T23:59:59 | Submitted:Submitted for Approval | Component | Curtain Wall:SL52CurtainWallingSystem:367671 | Beginning | n/a | n/a | Horizontal Grid | n/a | n/a
Number | n/a | 1900-12-31T23:59:59 | Submitted:Submitted for Approval | Component | Curtain Wall:SL52CurtainWallingSystem:367671 | 1 | n/a | n/a | Horizontal Grid | n/a | n/a | n/a
Offset | n/a | 1900-12-31T23:59:59 | Submitted:Submitted for Approval | Component | Curtain Wall:SL52CurtainWallingSystem:367671 | 0 | n/a | n/a | Horizontal Grid | n/a | n/a | n/a
Phase Created | n/a | 1900-12-31T23:59:59 | Submitted:Submitted for Approval | Component | Curtain Wall:SL52CurtainWallingSystem:367671 | New Construction | n/a | n/a | Phasing | n/a | n/a
Enable Analytical Model | n/a | 1900-12-31T23:59:59 | Submitted:Submitted for Approval | Component | Curtain Wall:SL52CurtainWallingSystem:367671 | n/a | n/a | n/a | Structural | n/a | n/a | n/a
Structural | n/a | 1900-12-31T23:59:59 | Submitted:Submitted for Approval | Component | Curtain Wall:SL52CurtainWallingSystem:367671 | n/a | n/a | n/a | Structural | n/a | n/a | n/a
Structural Usage | n/a | 1900-12-31T23:59:59 | Submitted:Submitted for Approval | Component | Curtain Wall:SL52CurtainWallingSystem:367671 | Non-bearing | n/a | n/a | Structural | n/a | n/a
Angle | n/a | 1900-12-31T23:59:59 | Submitted:Submitted for Approval | Component | Curtain Wall:SL52CurtainWallingSystem:367671 | 0 | n/a | n/a | Vertical Grid | n/a | n/a | n/a
Justification | n/a | 1900-12-31T23:59:59 | Submitted:Submitted for Approval | Component | Curtain Wall:SL52CurtainWallingSystem:367671 | Beginning | n/a | n/a | Vertical Grid | n/a | n/a
Number | n/a | 1900-12-31T23:59:59 | Submitted:Submitted for Approval | Component | Curtain Wall:SL52CurtainWallingSystem:367671 | 4 | n/a | n/a | Vertical Grid | n/a | n/a | n/a
Offset | n/a | 1900-12-31T23:59:59 | Submitted:Submitted for Approval | Component | Curtain Wall:SL52CurtainWallingSystem:367671 | 0 | n/a | n/a | Vertical Grid | n/a | n/a | n/a
Reference | n/a | 1900-12-31T23:59:59 | Submitted:Submitted for Approval | Component | Curtain Wall:SL52CurtainWallingSystem:369970 | SL52CurtainWallingSystem | n/a | n/a | Pset_CurtainWallCommon | n/a | n/a
IsExternal | n/a | 1900-12-31T23:59:59 | Submitted:Submitted for Approval | Component | Curtain Wall:SL52CurtainWallingSystem:369970 | TRUE | n/a | n/a | Pset_CurtainWallCommon | n/a | n/a | n/a
Manufacturer | n/a | 1900-12-31T23:59:59 | Submitted:Submitted for Approval | Component | Curtain Wall:SL52CurtainWallingSystem:369970 | AluK (GB) Ltd | n/a | n/a | Pset_ManufacturerTypeInformation | n/a | n/a
Base Constraint | n/a | 1900-12-31T23:59:59 | Submitted:Submitted for Approval | Component | Curtain Wall:SL52CurtainWallingSystem:369970 | Level: Ground Floor | n/a | n/a | Constraints | n/a | n/a
Base is Attached | n/a | 1900-12-31T23:59:59 | Submitted:Submitted for Approval | Component | Curtain Wall:SL52CurtainWallingSystem:369970 | n/a | n/a | n/a | Constraints | n/a | n/a | n/a
Base Offset | n/a | 1900-12-31T23:59:59 | Submitted:Submitted for Approval | Component | Curtain Wall:SL52CurtainWallingSystem:369970 | 0 | n/a | n/a | Constraints | n/a | n/a | n/a
Related to Mass | n/a | 1900-12-31T23:59:59 | Submitted:Submitted for Approval | Component | Curtain Wall:SL52CurtainWallingSystem:369970 | n/a | n/a | n/a | Constraints | n/a | n/a | n/a
Room Bounding | n/a | 1900-12-31T23:59:59 | Submitted:Submitted for Approval | Component | Curtain Wall:SL52CurtainWallingSystem:369970 | TRUE | n/a | n/a | Constraints | n/a | n/a | n/a
Top is Attached | n/a | 1900-12-31T23:59:59 | Submitted:Submitted for Approval | Component | Curtain Wall:SL52CurtainWallingSystem:369970 | n/a | n/a | n/a | Constraints | n/a | n/a | n/a
Top Offset | n/a | 1900-12-31T23:59:59 | Submitted:Submitted for Approval | Component | Curtain Wall:SL52CurtainWallingSystem:369970 | 0 | n/a | n/a | Constraints | n/a | n/a | n/a
Unconnected Height | n/a | 1900-12-31T23:59:59 | Submitted:Submitted for Approval | Component | Curtain Wall:SL52CurtainWallingSystem:369970 | 2135 | n/a | n/a | Constraints | n/a | n/a | n/a
Area | n/a | 1900-12-31T23:59:59 | Submitted:Submitted for Approval | Component | Curtain Wall:SL52CurtainWallingSystem:369970 | 3.779 | n/a | n/a | Dimensions | n/a | n/a | n/a
Length | n/a | 1900-12-31T23:59:59 | Submitted:Submitted for Approval | Component | Curtain Wall:SL52CurtainWallingSystem:369970 | 1770 | n/a | n/a | Dimensions | n/a | n/a | n/a
Angle | n/a | 1900-12-31T23:59:59 | Submitted:Submitted for Approval | Component | Curtain Wall:SL52CurtainWallingSystem:369970 | 0 | n/a | n/a | Horizontal Grid | n/a | n/a | n/a
Justification | n/a | 1900-12-31T23:59:59 | Submitted:Submitted for Approval | Component | Curtain Wall:SL52CurtainWallingSystem:369970 | Beginning | n/a | n/a | Horizontal Grid | n/a | n/a
Number | n/a | 1900-12-31T23:59:59 | Submitted:Submitted for Approval | Component | Curtain Wall:SL52CurtainWallingSystem:369970 | 4 | n/a | n/a | Horizontal Grid | n/a | n/a | n/a
Offset | n/a | 1900-12-31T23:59:59 | Submitted:Submitted for Approval | Component | Curtain Wall:SL52CurtainWallingSystem:369970 | 0 | n/a | n/a | Horizontal Grid | n/a | n/a | n/a
Phase Created | n/a | 1900-12-31T23:59:59 | Submitted:Submitted for Approval | Component | Curtain Wall:SL52CurtainWallingSystem:369970 | New Construction | n/a | n/a | Phasing | n/a | n/a
Enable Analytical Model | n/a | 1900-12-31T23:59:59 | Submitted:Submitted for Approval | Component | Curtain Wall:SL52CurtainWallingSystem:369970 | n/a | n/a | n/a | Structural | n/a | n/a | n/a
Structural | n/a | 1900-12-31T23:59:59 | Submitted:Submitted for Approval | Component | Curtain Wall:SL52CurtainWallingSystem:369970 | n/a | n/a | n/a | Structural | n/a | n/a | n/a
Structural Usage | n/a | 1900-12-31T23:59:59 | Submitted:Submitted for Approval | Component | Curtain Wall:SL52CurtainWallingSystem:369970 | Non-bearing | n/a | n/a | Structural | n/a | n/a
Angle | n/a | 1900-12-31T23:59:59 | Submitted:Submitted for Approval | Component | Curtain Wall:SL52CurtainWallingSystem:369970 | 0 | n/a | n/a | Vertical Grid | n/a | n/a | n/a
Justification | n/a | 1900-12-31T23:59:59 | Submitted:Submitted for Approval | Component | Curtain Wall:SL52CurtainWallingSystem:369970 | End | n/a | n/a | Vertical Grid | n/a | n/a
Number | n/a | 1900-12-31T23:59:59 | Submitted:Submitted for Approval | Component | Curtain Wall:SL52CurtainWallingSystem:369970 | 1 | n/a | n/a | Vertical Grid | n/a | n/a | n/a
Offset | n/a | 1900-12-31T23:59:59 | Submitted:Submitted for Approval | Component | Curtain Wall:SL52CurtainWallingSystem:369970 | 0 | n/a | n/a | Vertical Grid | n/a | n/a | n/a
Reference | n/a | 1900-12-31T23:59:59 | Submitted:Submitted for Approval | Component | Curtain Wall:SL52CurtainWallingSystem:371210 | SL52CurtainWallingSystem | n/a | n/a | Pset_CurtainWallCommon | n/a | n/a
IsExternal | n/a | 1900-12-31T23:59:59 | Submitted:Submitted for Approval | Component | Curtain Wall:SL52CurtainWallingSystem:371210 | TRUE | n/a | n/a | Pset_CurtainWallCommon | n/a | n/a | n/a
Manufacturer | n/a | 1900-12-31T23:59:59 | Submitted:Submitted for Approval | Component | Curtain Wall:SL52CurtainWallingSystem:371210 | AluK (GB) Ltd | n/a | n/a | Pset_ManufacturerTypeInformation | n/a | n/a
Base Constraint | n/a | 1900-12-31T23:59:59 | Submitted:Submitted for Approval | Component | Curtain Wall:SL52CurtainWallingSystem:371210 | Level: Ground Floor | n/a | n/a | Constraints | n/a | n/a
Base is Attached | n/a | 1900-12-31T23:59:59 | Submitted:Submitted for Approval | Component | Curtain Wall:SL52CurtainWallingSystem:371210 | n/a | n/a | n/a | Constraints | n/a | n/a | n/a
Base Offset | n/a | 1900-12-31T23:59:59 | Submitted:Submitted for Approval | Component | Curtain Wall:SL52CurtainWallingSystem:371210 | 0 | n/a | n/a | Constraints | n/a | n/a | n/a
Related to Mass | n/a | 1900-12-31T23:59:59 | Submitted:Submitted for Approval | Component | Curtain Wall:SL52CurtainWallingSystem:371210 | n/a | n/a | n/a | Constraints | n/a | n/a | n/a
Room Bounding | n/a | 1900-12-31T23:59:59 | Submitted:Submitted for Approval | Component | Curtain Wall:SL52CurtainWallingSystem:371210 | TRUE | n/a | n/a | Constraints | n/a | n/a | n/a
Top is Attached | n/a | 1900-12-31T23:59:59 | Submitted:Submitted for Approval | Component | Curtain Wall:SL52CurtainWallingSystem:371210 | n/a | n/a | n/a | Constraints | n/a | n/a | n/a
Top Offset | n/a | 1900-12-31T23:59:59 | Submitted:Submitted for Approval | Component | Curtain Wall:SL52CurtainWallingSystem:371210 | 0 | n/a | n/a | Constraints | n/a | n/a | n/a
Unconnected Height | n/a | 1900-12-31T23:59:59 | Submitted:Submitted for Approval | Component | Curtain Wall:SL52CurtainWallingSystem:371210 | 3490 | n/a | n/a | Constraints | n/a | n/a | n/a
Area | n/a | 1900-12-31T23:59:59 | Submitted:Submitted for Approval | Component | Curtain Wall:SL52CurtainWallingSystem:371210 | 18.148 | n/a | n/a | Dimensions | n/a | n/a | n/a
Length | n/a | 1900-12-31T23:59:59 | Submitted:Submitted for Approval | Component | Curtain Wall:SL52CurtainWallingSystem:371210 | 5200 | n/a | n/a | Dimensions | n/a | n/a | n/a
Angle | n/a | 1900-12-31T23:59:59 | Submitted:Submitted for Approval | Component | Curtain Wall:SL52CurtainWallingSystem:371210 | 0 | n/a | n/a | Horizontal Grid | n/a | n/a | n/a
Justification | n/a | 1900-12-31T23:59:59 | Submitted:Submitted for Approval | Component | Curtain Wall:SL52CurtainWallingSystem:371210 | Beginning | n/a | n/a | Horizontal Grid | n/a | n/a
Number | n/a | 1900-12-31T23:59:59 | Submitted:Submitted for Approval | Component | Curtain Wall:SL52CurtainWallingSystem:371210 | 1 | n/a | n/a | Horizontal Grid | n/a | n/a | n/a
Offset | n/a | 1900-12-31T23:59:59 | Submitted:Submitted for Approval | Component | Curtain Wall:SL52CurtainWallingSystem:371210 | 0 | n/a | n/a | Horizontal Grid | n/a | n/a | n/a
Phase Created | n/a | 1900-12-31T23:59:59 | Submitted:Submitted for Approval | Component | Curtain Wall:SL52CurtainWallingSystem:371210 | New Construction | n/a | n/a | Phasing | n/a | n/a
Enable Analytical Model | n/a | 1900-12-31T23:59:59 | Submitted:Submitted for Approval | Component | Curtain Wall:SL52CurtainWallingSystem:371210 | n/a | n/a | n/a | Structural | n/a | n/a | n/a
Structural | n/a | 1900-12-31T23:59:59 | Submitted:Submitted for Approval | Component | Curtain Wall:SL52CurtainWallingSystem:371210 | n/a | n/a | n/a | Structural | n/a | n/a | n/a
Structural Usage | n/a | 1900-12-31T23:59:59 | Submitted:Submitted for Approval | Component | Curtain Wall:SL52CurtainWallingSystem:371210 | Non-bearing | n/a | n/a | Structural | n/a | n/a
Angle | n/a | 1900-12-31T23:59:59 | Submitted:Submitted for Approval | Component | Curtain Wall:SL52CurtainWallingSystem:371210 | 0 | n/a | n/a | Vertical Grid | n/a | n/a | n/a
Justification | n/a | 1900-12-31T23:59:59 | Submitted:Submitted for Approval | Component | Curtain Wall:SL52CurtainWallingSystem:371210 | Beginning | n/a | n/a | Vertical Grid | n/a | n/a
Number | n/a | 1900-12-31T23:59:59 | Submitted:Submitted for Approval | Component | Curtain Wall:SL52CurtainWallingSystem:371210 | 4 | n/a | n/a | Vertical Grid | n/a | n/a | n/a
Offset | n/a | 1900-12-31T23:59:59 | Submitted:Submitted for Approval | Component | Curtain Wall:SL52CurtainWallingSystem:371210 | 0 | n/a | n/a | Vertical Grid | n/a | n/a | n/a
Reference | n/a | 1900-12-31T23:59:59 | Submitted:Submitted for Approval | Component | Curtain Wall:SL52CurtainWallingSystem:371362 | SL52CurtainWallingSystem | n/a | n/a | Pset_CurtainWallCommon | n/a | n/a
IsExternal | n/a | 1900-12-31T23:59:59 | Submitted:Submitted for Approval | Component | Curtain Wall:SL52CurtainWallingSystem:371362 | TRUE | n/a | n/a | Pset_CurtainWallCommon | n/a | n/a | n/a
Manufacturer | n/a | 1900-12-31T23:59:59 | Submitted:Submitted for Approval | Component | Curtain Wall:SL52CurtainWallingSystem:371362 | AluK (GB) Ltd | n/a | n/a | Pset_ManufacturerTypeInformation | n/a | n/a
Base Constraint | n/a | 1900-12-31T23:59:59 | Submitted:Submitted for Approval | Component | Curtain Wall:SL52CurtainWallingSystem:371362 | Level: Ground Floor | n/a | n/a | Constraints | n/a | n/a
Base is Attached | n/a | 1900-12-31T23:59:59 | Submitted:Submitted for Approval | Component | Curtain Wall:SL52CurtainWallingSystem:371362 | n/a | n/a | n/a | Constraints | n/a | n/a | n/a
Base Offset | n/a | 1900-12-31T23:59:59 | Submitted:Submitted for Approval | Component | Curtain Wall:SL52CurtainWallingSystem:371362 | 0 | n/a | n/a | Constraints | n/a | n/a | n/a
Related to Mass | n/a | 1900-12-31T23:59:59 | Submitted:Submitted for Approval | Component | Curtain Wall:SL52CurtainWallingSystem:371362 | n/a | n/a | n/a | Constraints | n/a | n/a | n/a
Room Bounding | n/a | 1900-12-31T23:59:59 | Submitted:Submitted for Approval | Component | Curtain Wall:SL52CurtainWallingSystem:371362 | TRUE | n/a | n/a | Constraints | n/a | n/a | n/a
Top is Attached | n/a | 1900-12-31T23:59:59 | Submitted:Submitted for Approval | Component | Curtain Wall:SL52CurtainWallingSystem:371362 | n/a | n/a | n/a | Constraints | n/a | n/a | n/a
Top Offset | n/a | 1900-12-31T23:59:59 | Submitted:Submitted for Approval | Component | Curtain Wall:SL52CurtainWallingSystem:371362 | 0 | n/a | n/a | Constraints | n/a | n/a | n/a
Unconnected Height | n/a | 1900-12-31T23:59:59 | Submitted:Submitted for Approval | Component | Curtain Wall:SL52CurtainWallingSystem:371362 | 3490 | n/a | n/a | Constraints | n/a | n/a | n/a
Area | n/a | 1900-12-31T23:59:59 | Submitted:Submitted for Approval | Component | Curtain Wall:SL52CurtainWallingSystem:371362 | 13.262 | n/a | n/a | Dimensions | n/a | n/a | n/a
Length | n/a | 1900-12-31T23:59:59 | Submitted:Submitted for Approval | Component | Curtain Wall:SL52CurtainWallingSystem:371362 | 3800 | n/a | n/a | Dimensions | n/a | n/a | n/a
Angle | n/a | 1900-12-31T23:59:59 | Submitted:Submitted for Approval | Component | Curtain Wall:SL52CurtainWallingSystem:371362 | 0 | n/a | n/a | Horizontal Grid | n/a | n/a | n/a
Justification | n/a | 1900-12-31T23:59:59 | Submitted:Submitted for Approval | Component | Curtain Wall:SL52CurtainWallingSystem:371362 | Beginning | n/a | n/a | Horizontal Grid | n/a | n/a
Number | n/a | 1900-12-31T23:59:59 | Submitted:Submitted for Approval | Component | Curtain Wall:SL52CurtainWallingSystem:371362 | 1 | n/a | n/a | Horizontal Grid | n/a | n/a | n/a
Offset | n/a | 1900-12-31T23:59:59 | Submitted:Submitted for Approval | Component | Curtain Wall:SL52CurtainWallingSystem:371362 | 0 | n/a | n/a | Horizontal Grid | n/a | n/a | n/a
Phase Created | n/a | 1900-12-31T23:59:59 | Submitted:Submitted for Approval | Component | Curtain Wall:SL52CurtainWallingSystem:371362 | New Construction | n/a | n/a | Phasing | n/a | n/a
Enable Analytical Model | n/a | 1900-12-31T23:59:59 | Submitted:Submitted for Approval | Component | Curtain Wall:SL52CurtainWallingSystem:371362 | n/a | n/a | n/a | Structural | n/a | n/a | n/a
Structural | n/a | 1900-12-31T23:59:59 | Submitted:Submitted for Approval | Component | Curtain Wall:SL52CurtainWallingSystem:371362 | n/a | n/a | n/a | Structural | n/a | n/a | n/a
Structural Usage | n/a | 1900-12-31T23:59:59 | Submitted:Submitted for Approval | Component | Curtain Wall:SL52CurtainWallingSystem:371362 | Non-bearing | n/a | n/a | Structural | n/a | n/a
Angle | n/a | 1900-12-31T23:59:59 | Submitted:Submitted for Approval | Component | Curtain Wall:SL52CurtainWallingSystem:371362 | 0 | n/a | n/a | Vertical Grid | n/a | n/a | n/a
Justification | n/a | 1900-12-31T23:59:59 | Submitted:Submitted for Approval | Component | Curtain Wall:SL52CurtainWallingSystem:371362 | Beginning | n/a | n/a | Vertical Grid | n/a | n/a
Number | n/a | 1900-12-31T23:59:59 | Submitted:Submitted for Approval | Component | Curtain Wall:SL52CurtainWallingSystem:371362 | 4 | n/a | n/a | Vertical Grid | n/a | n/a | n/a
Offset | n/a | 1900-12-31T23:59:59 | Submitted:Submitted for Approval | Component | Curtain Wall:SL52CurtainWallingSystem:371362 | 0 | n/a | n/a | Vertical Grid | n/a | n/a | n/a
Reference | n/a | 1900-12-31T23:59:59 | Submitted:Submitted for Approval | Component | Curtain Wall:SL52CurtainWallingSystem:371676 | SL52CurtainWallingSystem | n/a | n/a | Pset_CurtainWallCommon | n/a | n/a
IsExternal | n/a | 1900-12-31T23:59:59 | Submitted:Submitted for Approval | Component | Curtain Wall:SL52CurtainWallingSystem:371676 | TRUE | n/a | n/a | Pset_CurtainWallCommon | n/a | n/a | n/a
Manufacturer | n/a | 1900-12-31T23:59:59 | Submitted:Submitted for Approval | Component | Curtain Wall:SL52CurtainWallingSystem:371676 | AluK (GB) Ltd | n/a | n/a | Pset_ManufacturerTypeInformation | n/a | n/a
Base Constraint | n/a | 1900-12-31T23:59:59 | Submitted:Submitted for Approval | Component | Curtain Wall:SL52CurtainWallingSystem:371676 | Level: Ground Floor | n/a | n/a | Constraints | n/a | n/a
Base is Attached | n/a | 1900-12-31T23:59:59 | Submitted:Submitted for Approval | Component | Curtain Wall:SL52CurtainWallingSystem:371676 | n/a | n/a | n/a | Constraints | n/a | n/a | n/a
Base Offset | n/a | 1900-12-31T23:59:59 | Submitted:Submitted for Approval | Component | Curtain Wall:SL52CurtainWallingSystem:371676 | 0 | n/a | n/a | Constraints | n/a | n/a | n/a
Related to Mass | n/a | 1900-12-31T23:59:59 | Submitted:Submitted for Approval | Component | Curtain Wall:SL52CurtainWallingSystem:371676 | n/a | n/a | n/a | Constraints | n/a | n/a | n/a
Room Bounding | n/a | 1900-12-31T23:59:59 | Submitted:Submitted for Approval | Component | Curtain Wall:SL52CurtainWallingSystem:371676 | TRUE | n/a | n/a | Constraints | n/a | n/a | n/a
Top is Attached | n/a | 1900-12-31T23:59:59 | Submitted:Submitted for Approval | Component | Curtain Wall:SL52CurtainWallingSystem:371676 | n/a | n/a | n/a | Constraints | n/a | n/a | n/a
Top Offset | n/a | 1900-12-31T23:59:59 | Submitted:Submitted for Approval | Component | Curtain Wall:SL52CurtainWallingSystem:371676 | 0 | n/a | n/a | Constraints | n/a | n/a | n/a
Unconnected Height | n/a | 1900-12-31T23:59:59 | Submitted:Submitted for Approval | Component | Curtain Wall:SL52CurtainWallingSystem:371676 | 3490 | n/a | n/a | Constraints | n/a | n/a | n/a
Area | n/a | 1900-12-31T23:59:59 | Submitted:Submitted for Approval | Component | Curtain Wall:SL52CurtainWallingSystem:371676 | 20.242 | n/a | n/a | Dimensions | n/a | n/a | n/a
Length | n/a | 1900-12-31T23:59:59 | Submitted:Submitted for Approval | Component | Curtain Wall:SL52CurtainWallingSystem:371676 | 5800 | n/a | n/a | Dimensions | n/a | n/a | n/a
Angle | n/a | 1900-12-31T23:59:59 | Submitted:Submitted for Approval | Component | Curtain Wall:SL52CurtainWallingSystem:371676 | 0 | n/a | n/a | Horizontal Grid | n/a | n/a | n/a
Justification | n/a | 1900-12-31T23:59:59 | Submitted:Submitted for Approval | Component | Curtain Wall:SL52CurtainWallingSystem:371676 | Beginning | n/a | n/a | Horizontal Grid | n/a | n/a
Number | n/a | 1900-12-31T23:59:59 | Submitted:Submitted for Approval | Component | Curtain Wall:SL52CurtainWallingSystem:371676 | 1 | n/a | n/a | Horizontal Grid | n/a | n/a | n/a
Offset | n/a | 1900-12-31T23:59:59 | Submitted:Submitted for Approval | Component | Curtain Wall:SL52CurtainWallingSystem:371676 | 0 | n/a | n/a | Horizontal Grid | n/a | n/a | n/a
Phase Created | n/a | 1900-12-31T23:59:59 | Submitted:Submitted for Approval | Component | Curtain Wall:SL52CurtainWallingSystem:371676 | New Construction | n/a | n/a | Phasing | n/a | n/a
Enable Analytical Model | n/a | 1900-12-31T23:59:59 | Submitted:Submitted for Approval | Component | Curtain Wall:SL52CurtainWallingSystem:371676 | n/a | n/a | n/a | Structural | n/a | n/a | n/a
Structural | n/a | 1900-12-31T23:59:59 | Submitted:Submitted for Approval | Component | Curtain Wall:SL52CurtainWallingSystem:371676 | n/a | n/a | n/a | Structural | n/a | n/a | n/a
Structural Usage | n/a | 1900-12-31T23:59:59 | Submitted:Submitted for Approval | Component | Curtain Wall:SL52CurtainWallingSystem:371676 | Non-bearing | n/a | n/a | Structural | n/a | n/a
Angle | n/a | 1900-12-31T23:59:59 | Submitted:Submitted for Approval | Component | Curtain Wall:SL52CurtainWallingSystem:371676 | 0 | n/a | n/a | Vertical Grid | n/a | n/a | n/a
Justification | n/a | 1900-12-31T23:59:59 | Submitted:Submitted for Approval | Component | Curtain Wall:SL52CurtainWallingSystem:371676 | Beginning | n/a | n/a | Vertical Grid | n/a | n/a
Number | n/a | 1900-12-31T23:59:59 | Submitted:Submitted for Approval | Component | Curtain Wall:SL52CurtainWallingSystem:371676 | 4 | n/a | n/a | Vertical Grid | n/a | n/a | n/a
Offset | n/a | 1900-12-31T23:59:59 | Submitted:Submitted for Approval | Component | Curtain Wall:SL52CurtainWallingSystem:371676 | 0 | n/a | n/a | Vertical Grid | n/a | n/a | n/a
Reference | n/a | 1900-12-31T23:59:59 | Submitted:Submitted for Approval | Component | Curtain Wall:SL52CurtainWallingSystem:372323 | SL52CurtainWallingSystem | n/a | n/a | Pset_CurtainWallCommon | n/a | n/a
IsExternal | n/a | 1900-12-31T23:59:59 | Submitted:Submitted for Approval | Component | Curtain Wall:SL52CurtainWallingSystem:372323 | TRUE | n/a | n/a | Pset_CurtainWallCommon | n/a | n/a | n/a
Manufacturer | n/a | 1900-12-31T23:59:59 | Submitted:Submitted for Approval | Component | Curtain Wall:SL52CurtainWallingSystem:372323 | AluK (GB) Ltd | n/a | n/a | Pset_ManufacturerTypeInformation | n/a | n/a
Base Constraint | n/a | 1900-12-31T23:59:59 | Submitted:Submitted for Approval | Component | Curtain Wall:SL52CurtainWallingSystem:372323 | Level: Ground Floor | n/a | n/a | Constraints | n/a | n/a
Base is Attached | n/a | 1900-12-31T23:59:59 | Submitted:Submitted for Approval | Component | Curtain Wall:SL52CurtainWallingSystem:372323 | n/a | n/a | n/a | Constraints | n/a | n/a | n/a
Base Offset | n/a | 1900-12-31T23:59:59 | Submitted:Submitted for Approval | Component | Curtain Wall:SL52CurtainWallingSystem:372323 | 0 | n/a | n/a | Constraints | n/a | n/a | n/a
Related to Mass | n/a | 1900-12-31T23:59:59 | Submitted:Submitted for Approval | Component | Curtain Wall:SL52CurtainWallingSystem:372323 | n/a | n/a | n/a | Constraints | n/a | n/a | n/a
Room Bounding | n/a | 1900-12-31T23:59:59 | Submitted:Submitted for Approval | Component | Curtain Wall:SL52CurtainWallingSystem:372323 | TRUE | n/a | n/a | Constraints | n/a | n/a | n/a
Top is Attached | n/a | 1900-12-31T23:59:59 | Submitted:Submitted for Approval | Component | Curtain Wall:SL52CurtainWallingSystem:372323 | n/a | n/a | n/a | Constraints | n/a | n/a | n/a
Top Offset | n/a | 1900-12-31T23:59:59 | Submitted:Submitted for Approval | Component | Curtain Wall:SL52CurtainWallingSystem:372323 | 0 | n/a | n/a | Constraints | n/a | n/a | n/a
Unconnected Height | n/a | 1900-12-31T23:59:59 | Submitted:Submitted for Approval | Component | Curtain Wall:SL52CurtainWallingSystem:372323 | 3490 | n/a | n/a | Constraints | n/a | n/a | n/a
Area | n/a | 1900-12-31T23:59:59 | Submitted:Submitted for Approval | Component | Curtain Wall:SL52CurtainWallingSystem:372323 | 20.3292 | n/a | n/a | Dimensions | n/a | n/a | n/a
Length | n/a | 1900-12-31T23:59:59 | Submitted:Submitted for Approval | Component | Curtain Wall:SL52CurtainWallingSystem:372323 | 5825 | n/a | n/a | Dimensions | n/a | n/a | n/a
Angle | n/a | 1900-12-31T23:59:59 | Submitted:Submitted for Approval | Component | Curtain Wall:SL52CurtainWallingSystem:372323 | 0 | n/a | n/a | Horizontal Grid | n/a | n/a | n/a
Justification | n/a | 1900-12-31T23:59:59 | Submitted:Submitted for Approval | Component | Curtain Wall:SL52CurtainWallingSystem:372323 | Beginning | n/a | n/a | Horizontal Grid | n/a | n/a
Number | n/a | 1900-12-31T23:59:59 | Submitted:Submitted for Approval | Component | Curtain Wall:SL52CurtainWallingSystem:372323 | 1 | n/a | n/a | Horizontal Grid | n/a | n/a | n/a
Offset | n/a | 1900-12-31T23:59:59 | Submitted:Submitted for Approval | Component | Curtain Wall:SL52CurtainWallingSystem:372323 | 0 | n/a | n/a | Horizontal Grid | n/a | n/a | n/a
Phase Created | n/a | 1900-12-31T23:59:59 | Submitted:Submitted for Approval | Component | Curtain Wall:SL52CurtainWallingSystem:372323 | New Construction | n/a | n/a | Phasing | n/a | n/a
Enable Analytical Model | n/a | 1900-12-31T23:59:59 | Submitted:Submitted for Approval | Component | Curtain Wall:SL52CurtainWallingSystem:372323 | n/a | n/a | n/a | Structural | n/a | n/a | n/a
Structural | n/a | 1900-12-31T23:59:59 | Submitted:Submitted for Approval | Component | Curtain Wall:SL52CurtainWallingSystem:372323 | n/a | n/a | n/a | Structural | n/a | n/a | n/a
Structural Usage | n/a | 1900-12-31T23:59:59 | Submitted:Submitted for Approval | Component | Curtain Wall:SL52CurtainWallingSystem:372323 | Non-bearing | n/a | n/a | Structural | n/a | n/a
Angle | n/a | 1900-12-31T23:59:59 | Submitted:Submitted for Approval | Component | Curtain Wall:SL52CurtainWallingSystem:372323 | 0 | n/a | n/a | Vertical Grid | n/a | n/a | n/a
Justification | n/a | 1900-12-31T23:59:59 | Submitted:Submitted for Approval | Component | Curtain Wall:SL52CurtainWallingSystem:372323 | Beginning | n/a | n/a | Vertical Grid | n/a | n/a
Number | n/a | 1900-12-31T23:59:59 | Submitted:Submitted for Approval | Component | Curtain Wall:SL52CurtainWallingSystem:372323 | 4 | n/a | n/a | Vertical Grid | n/a | n/a | n/a
Offset | n/a | 1900-12-31T23:59:59 | Submitted:Submitted for Approval | Component | Curtain Wall:SL52CurtainWallingSystem:372323 | 0 | n/a | n/a | Vertical Grid | n/a | n/a | n/a
Reference | n/a | 1900-12-31T23:59:59 | Submitted:Submitted for Approval | Component | Curtain Wall:SL52CurtainWallingSystem:372491 | SL52CurtainWallingSystem | n/a | n/a | Pset_CurtainWallCommon | n/a | n/a
IsExternal | n/a | 1900-12-31T23:59:59 | Submitted:Submitted for Approval | Component | Curtain Wall:SL52CurtainWallingSystem:372491 | TRUE | n/a | n/a | Pset_CurtainWallCommon | n/a | n/a | n/a
Manufacturer | n/a | 1900-12-31T23:59:59 | Submitted:Submitted for Approval | Component | Curtain Wall:SL52CurtainWallingSystem:372491 | AluK (GB) Ltd | n/a | n/a | Pset_ManufacturerTypeInformation | n/a | n/a
Base Constraint | n/a | 1900-12-31T23:59:59 | Submitted:Submitted for Approval | Component | Curtain Wall:SL52CurtainWallingSystem:372491 | Level: Ground Floor | n/a | n/a | Constraints | n/a | n/a
Base is Attached | n/a | 1900-12-31T23:59:59 | Submitted:Submitted for Approval | Component | Curtain Wall:SL52CurtainWallingSystem:372491 | n/a | n/a | n/a | Constraints | n/a | n/a | n/a
Base Offset | n/a | 1900-12-31T23:59:59 | Submitted:Submitted for Approval | Component | Curtain Wall:SL52CurtainWallingSystem:372491 | 0 | n/a | n/a | Constraints | n/a | n/a | n/a
Related to Mass | n/a | 1900-12-31T23:59:59 | Submitted:Submitted for Approval | Component | Curtain Wall:SL52CurtainWallingSystem:372491 | n/a | n/a | n/a | Constraints | n/a | n/a | n/a
Room Bounding | n/a | 1900-12-31T23:59:59 | Submitted:Submitted for Approval | Component | Curtain Wall:SL52CurtainWallingSystem:372491 | TRUE | n/a | n/a | Constraints | n/a | n/a | n/a
Top is Attached | n/a | 1900-12-31T23:59:59 | Submitted:Submitted for Approval | Component | Curtain Wall:SL52CurtainWallingSystem:372491 | n/a | n/a | n/a | Constraints | n/a | n/a | n/a
Top Offset | n/a | 1900-12-31T23:59:59 | Submitted:Submitted for Approval | Component | Curtain Wall:SL52CurtainWallingSystem:372491 | 0 | n/a | n/a | Constraints | n/a | n/a | n/a
Unconnected Height | n/a | 1900-12-31T23:59:59 | Submitted:Submitted for Approval | Component | Curtain Wall:SL52CurtainWallingSystem:372491 | 3490 | n/a | n/a | Constraints | n/a | n/a | n/a
Area | n/a | 1900-12-31T23:59:59 | Submitted:Submitted for Approval | Component | Curtain Wall:SL52CurtainWallingSystem:372491 | 13.5063 | n/a | n/a | Dimensions | n/a | n/a | n/a
Length | n/a | 1900-12-31T23:59:59 | Submitted:Submitted for Approval | Component | Curtain Wall:SL52CurtainWallingSystem:372491 | 3870 | n/a | n/a | Dimensions | n/a | n/a | n/a
Angle | n/a | 1900-12-31T23:59:59 | Submitted:Submitted for Approval | Component | Curtain Wall:SL52CurtainWallingSystem:372491 | 0 | n/a | n/a | Horizontal Grid | n/a | n/a | n/a
Justification | n/a | 1900-12-31T23:59:59 | Submitted:Submitted for Approval | Component | Curtain Wall:SL52CurtainWallingSystem:372491 | Beginning | n/a | n/a | Horizontal Grid | n/a | n/a
Number | n/a | 1900-12-31T23:59:59 | Submitted:Submitted for Approval | Component | Curtain Wall:SL52CurtainWallingSystem:372491 | 1 | n/a | n/a | Horizontal Grid | n/a | n/a | n/a
Offset | n/a | 1900-12-31T23:59:59 | Submitted:Submitted for Approval | Component | Curtain Wall:SL52CurtainWallingSystem:372491 | 0 | n/a | n/a | Horizontal Grid | n/a | n/a | n/a
Phase Created | n/a | 1900-12-31T23:59:59 | Submitted:Submitted for Approval | Component | Curtain Wall:SL52CurtainWallingSystem:372491 | New Construction | n/a | n/a | Phasing | n/a | n/a
Enable Analytical Model | n/a | 1900-12-31T23:59:59 | Submitted:Submitted for Approval | Component | Curtain Wall:SL52CurtainWallingSystem:372491 | n/a | n/a | n/a | Structural | n/a | n/a | n/a
Structural | n/a | 1900-12-31T23:59:59 | Submitted:Submitted for Approval | Component | Curtain Wall:SL52CurtainWallingSystem:372491 | n/a | n/a | n/a | Structural | n/a | n/a | n/a
Structural Usage | n/a | 1900-12-31T23:59:59 | Submitted:Submitted for Approval | Component | Curtain Wall:SL52CurtainWallingSystem:372491 | Non-bearing | n/a | n/a | Structural | n/a | n/a
Angle | n/a | 1900-12-31T23:59:59 | Submitted:Submitted for Approval | Component | Curtain Wall:SL52CurtainWallingSystem:372491 | 0 | n/a | n/a | Vertical Grid | n/a | n/a | n/a
Justification | n/a | 1900-12-31T23:59:59 | Submitted:Submitted for Approval | Component | Curtain Wall:SL52CurtainWallingSystem:372491 | Beginning | n/a | n/a | Vertical Grid | n/a | n/a
Number | n/a | 1900-12-31T23:59:59 | Submitted:Submitted for Approval | Component | Curtain Wall:SL52CurtainWallingSystem:372491 | 4 | n/a | n/a | Vertical Grid | n/a | n/a | n/a
Offset | n/a | 1900-12-31T23:59:59 | Submitted:Submitted for Approval | Component | Curtain Wall:SL52CurtainWallingSystem:372491 | 0 | n/a | n/a | Vertical Grid | n/a | n/a | n/a
Reference | n/a | 1900-12-31T23:59:59 | Submitted:Submitted for Approval | Component | Curtain Wall:SL52CurtainWallingSystem:447879 | SL52CurtainWallingSystem | n/a | n/a | Pset_CurtainWallCommon | n/a | n/a
IsExternal | n/a | 1900-12-31T23:59:59 | Submitted:Submitted for Approval | Component | Curtain Wall:SL52CurtainWallingSystem:447879 | TRUE | n/a | n/a | Pset_CurtainWallCommon | n/a | n/a | n/a
Manufacturer | n/a | 1900-12-31T23:59:59 | Submitted:Submitted for Approval | Component | Curtain Wall:SL52CurtainWallingSystem:447879 | AluK (GB) Ltd | n/a | n/a | Pset_ManufacturerTypeInformation | n/a | n/a
Base Constraint | n/a | 1900-12-31T23:59:59 | Submitted:Submitted for Approval | Component | Curtain Wall:SL52CurtainWallingSystem:447879 | Level: Ground Floor | n/a | n/a | Constraints | n/a | n/a
Base is Attached | n/a | 1900-12-31T23:59:59 | Submitted:Submitted for Approval | Component | Curtain Wall:SL52CurtainWallingSystem:447879 | n/a | n/a | n/a | Constraints | n/a | n/a | n/a
Base Offset | n/a | 1900-12-31T23:59:59 | Submitted:Submitted for Approval | Component | Curtain Wall:SL52CurtainWallingSystem:447879 | 0 | n/a | n/a | Constraints | n/a | n/a | n/a
Related to Mass | n/a | 1900-12-31T23:59:59 | Submitted:Submitted for Approval | Component | Curtain Wall:SL52CurtainWallingSystem:447879 | n/a | n/a | n/a | Constraints | n/a | n/a | n/a
Room Bounding | n/a | 1900-12-31T23:59:59 | Submitted:Submitted for Approval | Component | Curtain Wall:SL52CurtainWallingSystem:447879 | TRUE | n/a | n/a | Constraints | n/a | n/a | n/a
Top is Attached | n/a | 1900-12-31T23:59:59 | Submitted:Submitted for Approval | Component | Curtain Wall:SL52CurtainWallingSystem:447879 | n/a | n/a | n/a | Constraints | n/a | n/a | n/a
Top Offset | n/a | 1900-12-31T23:59:59 | Submitted:Submitted for Approval | Component | Curtain Wall:SL52CurtainWallingSystem:447879 | 0 | n/a | n/a | Constraints | n/a | n/a | n/a
Unconnected Height | n/a | 1900-12-31T23:59:59 | Submitted:Submitted for Approval | Component | Curtain Wall:SL52CurtainWallingSystem:447879 | 3490 | n/a | n/a | Constraints | n/a | n/a | n/a
Area | n/a | 1900-12-31T23:59:59 | Submitted:Submitted for Approval | Component | Curtain Wall:SL52CurtainWallingSystem:447879 | 0.71545 | n/a | n/a | Dimensions | n/a | n/a | n/a
Length | n/a | 1900-12-31T23:59:59 | Submitted:Submitted for Approval | Component | Curtain Wall:SL52CurtainWallingSystem:447879 | 205 | n/a | n/a | Dimensions | n/a | n/a | n/a
Angle | n/a | 1900-12-31T23:59:59 | Submitted:Submitted for Approval | Component | Curtain Wall:SL52CurtainWallingSystem:447879 | 0 | n/a | n/a | Horizontal Grid | n/a | n/a | n/a
Justification | n/a | 1900-12-31T23:59:59 | Submitted:Submitted for Approval | Component | Curtain Wall:SL52CurtainWallingSystem:447879 | Beginning | n/a | n/a | Horizontal Grid | n/a | n/a
Number | n/a | 1900-12-31T23:59:59 | Submitted:Submitted for Approval | Component | Curtain Wall:SL52CurtainWallingSystem:447879 | 1 | n/a | n/a | Horizontal Grid | n/a | n/a | n/a
Offset | n/a | 1900-12-31T23:59:59 | Submitted:Submitted for Approval | Component | Curtain Wall:SL52CurtainWallingSystem:447879 | 0 | n/a | n/a | Horizontal Grid | n/a | n/a | n/a
Phase Created | n/a | 1900-12-31T23:59:59 | Submitted:Submitted for Approval | Component | Curtain Wall:SL52CurtainWallingSystem:447879 | New Construction | n/a | n/a | Phasing | n/a | n/a
Enable Analytical Model | n/a | 1900-12-31T23:59:59 | Submitted:Submitted for Approval | Component | Curtain Wall:SL52CurtainWallingSystem:447879 | n/a | n/a | n/a | Structural | n/a | n/a | n/a
Structural | n/a | 1900-12-31T23:59:59 | Submitted:Submitted for Approval | Component | Curtain Wall:SL52CurtainWallingSystem:447879 | n/a | n/a | n/a | Structural | n/a | n/a | n/a
Structural Usage | n/a | 1900-12-31T23:59:59 | Submitted:Submitted for Approval | Component | Curtain Wall:SL52CurtainWallingSystem:447879 | Non-bearing | n/a | n/a | Structural | n/a | n/a
Angle | n/a | 1900-12-31T23:59:59 | Submitted:Submitted for Approval | Component | Curtain Wall:SL52CurtainWallingSystem:447879 | 0 | n/a | n/a | Vertical Grid | n/a | n/a | n/a
Justification | n/a | 1900-12-31T23:59:59 | Submitted:Submitted for Approval | Component | Curtain Wall:SL52CurtainWallingSystem:447879 | Beginning | n/a | n/a | Vertical Grid | n/a | n/a
Number | n/a | 1900-12-31T23:59:59 | Submitted:Submitted for Approval | Component | Curtain Wall:SL52CurtainWallingSystem:447879 | 4 | n/a | n/a | Vertical Grid | n/a | n/a | n/a
Offset | n/a | 1900-12-31T23:59:59 | Submitted:Submitted for Approval | Component | Curtain Wall:SL52CurtainWallingSystem:447879 | 0 | n/a | n/a | Vertical Grid | n/a | n/a | n/a
Reference | n/a | 1900-12-31T23:59:59 | Submitted:Submitted for Approval | Component | Curtain Wall:SL52CurtainWallingSystem:448519 | SL52CurtainWallingSystem | n/a | n/a | Pset_CurtainWallCommon | n/a | n/a
IsExternal | n/a | 1900-12-31T23:59:59 | Submitted:Submitted for Approval | Component | Curtain Wall:SL52CurtainWallingSystem:448519 | TRUE | n/a | n/a | Pset_CurtainWallCommon | n/a | n/a | n/a
Manufacturer | n/a | 1900-12-31T23:59:59 | Submitted:Submitted for Approval | Component | Curtain Wall:SL52CurtainWallingSystem:448519 | AluK (GB) Ltd | n/a | n/a | Pset_ManufacturerTypeInformation | n/a | n/a
Base Constraint | n/a | 1900-12-31T23:59:59 | Submitted:Submitted for Approval | Component | Curtain Wall:SL52CurtainWallingSystem:448519 | Level: Ground Floor | n/a | n/a | Constraints | n/a | n/a
Base is Attached | n/a | 1900-12-31T23:59:59 | Submitted:Submitted for Approval | Component | Curtain Wall:SL52CurtainWallingSystem:448519 | n/a | n/a | n/a | Constraints | n/a | n/a | n/a
Base Offset | n/a | 1900-12-31T23:59:59 | Submitted:Submitted for Approval | Component | Curtain Wall:SL52CurtainWallingSystem:448519 | 0 | n/a | n/a | Constraints | n/a | n/a | n/a
Related to Mass | n/a | 1900-12-31T23:59:59 | Submitted:Submitted for Approval | Component | Curtain Wall:SL52CurtainWallingSystem:448519 | n/a | n/a | n/a | Constraints | n/a | n/a | n/a
Room Bounding | n/a | 1900-12-31T23:59:59 | Submitted:Submitted for Approval | Component | Curtain Wall:SL52CurtainWallingSystem:448519 | TRUE | n/a | n/a | Constraints | n/a | n/a | n/a
Top is Attached | n/a | 1900-12-31T23:59:59 | Submitted:Submitted for Approval | Component | Curtain Wall:SL52CurtainWallingSystem:448519 | n/a | n/a | n/a | Constraints | n/a | n/a | n/a
Top Offset | n/a | 1900-12-31T23:59:59 | Submitted:Submitted for Approval | Component | Curtain Wall:SL52CurtainWallingSystem:448519 | 0 | n/a | n/a | Constraints | n/a | n/a | n/a
Unconnected Height | n/a | 1900-12-31T23:59:59 | Submitted:Submitted for Approval | Component | Curtain Wall:SL52CurtainWallingSystem:448519 | 3490 | n/a | n/a | Constraints | n/a | n/a | n/a
Area | n/a | 1900-12-31T23:59:59 | Submitted:Submitted for Approval | Component | Curtain Wall:SL52CurtainWallingSystem:448519 | 0.8725 | n/a | n/a | Dimensions | n/a | n/a | n/a
Length | n/a | 1900-12-31T23:59:59 | Submitted:Submitted for Approval | Component | Curtain Wall:SL52CurtainWallingSystem:448519 | 250 | n/a | n/a | Dimensions | n/a | n/a | n/a
Angle | n/a | 1900-12-31T23:59:59 | Submitted:Submitted for Approval | Component | Curtain Wall:SL52CurtainWallingSystem:448519 | 0 | n/a | n/a | Horizontal Grid | n/a | n/a | n/a
Justification | n/a | 1900-12-31T23:59:59 | Submitted:Submitted for Approval | Component | Curtain Wall:SL52CurtainWallingSystem:448519 | Beginning | n/a | n/a | Horizontal Grid | n/a | n/a
Number | n/a | 1900-12-31T23:59:59 | Submitted:Submitted for Approval | Component | Curtain Wall:SL52CurtainWallingSystem:448519 | 1 | n/a | n/a | Horizontal Grid | n/a | n/a | n/a
Offset | n/a | 1900-12-31T23:59:59 | Submitted:Submitted for Approval | Component | Curtain Wall:SL52CurtainWallingSystem:448519 | 0 | n/a | n/a | Horizontal Grid | n/a | n/a | n/a
Phase Created | n/a | 1900-12-31T23:59:59 | Submitted:Submitted for Approval | Component | Curtain Wall:SL52CurtainWallingSystem:448519 | New Construction | n/a | n/a | Phasing | n/a | n/a
Enable Analytical Model | n/a | 1900-12-31T23:59:59 | Submitted:Submitted for Approval | Component | Curtain Wall:SL52CurtainWallingSystem:448519 | n/a | n/a | n/a | Structural | n/a | n/a | n/a
Structural | n/a | 1900-12-31T23:59:59 | Submitted:Submitted for Approval | Component | Curtain Wall:SL52CurtainWallingSystem:448519 | n/a | n/a | n/a | Structural | n/a | n/a | n/a
Structural Usage | n/a | 1900-12-31T23:59:59 | Submitted:Submitted for Approval | Component | Curtain Wall:SL52CurtainWallingSystem:448519 | Non-bearing | n/a | n/a | Structural | n/a | n/a
Angle | n/a | 1900-12-31T23:59:59 | Submitted:Submitted for Approval | Component | Curtain Wall:SL52CurtainWallingSystem:448519 | 0 | n/a | n/a | Vertical Grid | n/a | n/a | n/a
Justification | n/a | 1900-12-31T23:59:59 | Submitted:Submitted for Approval | Component | Curtain Wall:SL52CurtainWallingSystem:448519 | Beginning | n/a | n/a | Vertical Grid | n/a | n/a
Number | n/a | 1900-12-31T23:59:59 | Submitted:Submitted for Approval | Component | Curtain Wall:SL52CurtainWallingSystem:448519 | 4 | n/a | n/a | Vertical Grid | n/a | n/a | n/a
Offset | n/a | 1900-12-31T23:59:59 | Submitted:Submitted for Approval | Component | Curtain Wall:SL52CurtainWallingSystem:448519 | 0 | n/a | n/a | Vertical Grid | n/a | n/a | n/a
Reference | n/a | 1900-12-31T23:59:59 | Submitted:Submitted for Approval | Component | Curtain Wall:SL52CurtainWallingSystem:448537 | SL52CurtainWallingSystem | n/a | n/a | Pset_CurtainWallCommon | n/a | n/a
IsExternal | n/a | 1900-12-31T23:59:59 | Submitted:Submitted for Approval | Component | Curtain Wall:SL52CurtainWallingSystem:448537 | TRUE | n/a | n/a | Pset_CurtainWallCommon | n/a | n/a | n/a
Manufacturer | n/a | 1900-12-31T23:59:59 | Submitted:Submitted for Approval | Component | Curtain Wall:SL52CurtainWallingSystem:448537 | AluK (GB) Ltd | n/a | n/a | Pset_ManufacturerTypeInformation | n/a | n/a
Base Constraint | n/a | 1900-12-31T23:59:59 | Submitted:Submitted for Approval | Component | Curtain Wall:SL52CurtainWallingSystem:448537 | Level: Ground Floor | n/a | n/a | Constraints | n/a | n/a
Base is Attached | n/a | 1900-12-31T23:59:59 | Submitted:Submitted for Approval | Component | Curtain Wall:SL52CurtainWallingSystem:448537 | n/a | n/a | n/a | Constraints | n/a | n/a | n/a
Base Offset | n/a | 1900-12-31T23:59:59 | Submitted:Submitted for Approval | Component | Curtain Wall:SL52CurtainWallingSystem:448537 | 0 | n/a | n/a | Constraints | n/a | n/a | n/a
Related to Mass | n/a | 1900-12-31T23:59:59 | Submitted:Submitted for Approval | Component | Curtain Wall:SL52CurtainWallingSystem:448537 | n/a | n/a | n/a | Constraints | n/a | n/a | n/a
Room Bounding | n/a | 1900-12-31T23:59:59 | Submitted:Submitted for Approval | Component | Curtain Wall:SL52CurtainWallingSystem:448537 | TRUE | n/a | n/a | Constraints | n/a | n/a | n/a
Top is Attached | n/a | 1900-12-31T23:59:59 | Submitted:Submitted for Approval | Component | Curtain Wall:SL52CurtainWallingSystem:448537 | n/a | n/a | n/a | Constraints | n/a | n/a | n/a
Top Offset | n/a | 1900-12-31T23:59:59 | Submitted:Submitted for Approval | Component | Curtain Wall:SL52CurtainWallingSystem:448537 | 0 | n/a | n/a | Constraints | n/a | n/a | n/a
Unconnected Height | n/a | 1900-12-31T23:59:59 | Submitted:Submitted for Approval | Component | Curtain Wall:SL52CurtainWallingSystem:448537 | 3490 | n/a | n/a | Constraints | n/a | n/a | n/a
Area | n/a | 1900-12-31T23:59:59 | Submitted:Submitted for Approval | Component | Curtain Wall:SL52CurtainWallingSystem:448537 | 0.8725 | n/a | n/a | Dimensions | n/a | n/a | n/a
Length | n/a | 1900-12-31T23:59:59 | Submitted:Submitted for Approval | Component | Curtain Wall:SL52CurtainWallingSystem:448537 | 250 | n/a | n/a | Dimensions | n/a | n/a | n/a
Angle | n/a | 1900-12-31T23:59:59 | Submitted:Submitted for Approval | Component | Curtain Wall:SL52CurtainWallingSystem:448537 | 0 | n/a | n/a | Horizontal Grid | n/a | n/a | n/a
Justification | n/a | 1900-12-31T23:59:59 | Submitted:Submitted for Approval | Component | Curtain Wall:SL52CurtainWallingSystem:448537 | Beginning | n/a | n/a | Horizontal Grid | n/a | n/a
Number | n/a | 1900-12-31T23:59:59 | Submitted:Submitted for Approval | Component | Curtain Wall:SL52CurtainWallingSystem:448537 | 1 | n/a | n/a | Horizontal Grid | n/a | n/a | n/a
Offset | n/a | 1900-12-31T23:59:59 | Submitted:Submitted for Approval | Component | Curtain Wall:SL52CurtainWallingSystem:448537 | 0 | n/a | n/a | Horizontal Grid | n/a | n/a | n/a
Phase Created | n/a | 1900-12-31T23:59:59 | Submitted:Submitted for Approval | Component | Curtain Wall:SL52CurtainWallingSystem:448537 | New Construction | n/a | n/a | Phasing | n/a | n/a
Enable Analytical Model | n/a | 1900-12-31T23:59:59 | Submitted:Submitted for Approval | Component | Curtain Wall:SL52CurtainWallingSystem:448537 | n/a | n/a | n/a | Structural | n/a | n/a | n/a
Structural | n/a | 1900-12-31T23:59:59 | Submitted:Submitted for Approval | Component | Curtain Wall:SL52CurtainWallingSystem:448537 | n/a | n/a | n/a | Structural | n/a | n/a | n/a
Structural Usage | n/a | 1900-12-31T23:59:59 | Submitted:Submitted for Approval | Component | Curtain Wall:SL52CurtainWallingSystem:448537 | Non-bearing | n/a | n/a | Structural | n/a | n/a
Angle | n/a | 1900-12-31T23:59:59 | Submitted:Submitted for Approval | Component | Curtain Wall:SL52CurtainWallingSystem:448537 | 0 | n/a | n/a | Vertical Grid | n/a | n/a | n/a
Justification | n/a | 1900-12-31T23:59:59 | Submitted:Submitted for Approval | Component | Curtain Wall:SL52CurtainWallingSystem:448537 | Beginning | n/a | n/a | Vertical Grid | n/a | n/a
Number | n/a | 1900-12-31T23:59:59 | Submitted:Submitted for Approval | Component | Curtain Wall:SL52CurtainWallingSystem:448537 | 4 | n/a | n/a | Vertical Grid | n/a | n/a | n/a
Offset | n/a | 1900-12-31T23:59:59 | Submitted:Submitted for Approval | Component | Curtain Wall:SL52CurtainWallingSystem:448537 | 0 | n/a | n/a | Vertical Grid | n/a | n/a | n/a
Reference | n/a | 1900-12-31T23:59:59 | Submitted:Submitted for Approval | Component | Curtain Wall:SL52CurtainWallingSystem:448645 | SL52CurtainWallingSystem | n/a | n/a | Pset_CurtainWallCommon | n/a | n/a
IsExternal | n/a | 1900-12-31T23:59:59 | Submitted:Submitted for Approval | Component | Curtain Wall:SL52CurtainWallingSystem:448645 | TRUE | n/a | n/a | Pset_CurtainWallCommon | n/a | n/a | n/a
Manufacturer | n/a | 1900-12-31T23:59:59 | Submitted:Submitted for Approval | Component | Curtain Wall:SL52CurtainWallingSystem:448645 | AluK (GB) Ltd | n/a | n/a | Pset_ManufacturerTypeInformation | n/a | n/a
Base Constraint | n/a | 1900-12-31T23:59:59 | Submitted:Submitted for Approval | Component | Curtain Wall:SL52CurtainWallingSystem:448645 | Level: Ground Floor | n/a | n/a | Constraints | n/a | n/a
Base is Attached | n/a | 1900-12-31T23:59:59 | Submitted:Submitted for Approval | Component | Curtain Wall:SL52CurtainWallingSystem:448645 | n/a | n/a | n/a | Constraints | n/a | n/a | n/a
Base Offset | n/a | 1900-12-31T23:59:59 | Submitted:Submitted for Approval | Component | Curtain Wall:SL52CurtainWallingSystem:448645 | 0 | n/a | n/a | Constraints | n/a | n/a | n/a
Related to Mass | n/a | 1900-12-31T23:59:59 | Submitted:Submitted for Approval | Component | Curtain Wall:SL52CurtainWallingSystem:448645 | n/a | n/a | n/a | Constraints | n/a | n/a | n/a
Room Bounding | n/a | 1900-12-31T23:59:59 | Submitted:Submitted for Approval | Component | Curtain Wall:SL52CurtainWallingSystem:448645 | TRUE | n/a | n/a | Constraints | n/a | n/a | n/a
Top is Attached | n/a | 1900-12-31T23:59:59 | Submitted:Submitted for Approval | Component | Curtain Wall:SL52CurtainWallingSystem:448645 | n/a | n/a | n/a | Constraints | n/a | n/a | n/a
Top Offset | n/a | 1900-12-31T23:59:59 | Submitted:Submitted for Approval | Component | Curtain Wall:SL52CurtainWallingSystem:448645 | 0 | n/a | n/a | Constraints | n/a | n/a | n/a
Unconnected Height | n/a | 1900-12-31T23:59:59 | Submitted:Submitted for Approval | Component | Curtain Wall:SL52CurtainWallingSystem:448645 | 3490 | n/a | n/a | Constraints | n/a | n/a | n/a
Area | n/a | 1900-12-31T23:59:59 | Submitted:Submitted for Approval | Component | Curtain Wall:SL52CurtainWallingSystem:448645 | 0.8725 | n/a | n/a | Dimensions | n/a | n/a | n/a
Length | n/a | 1900-12-31T23:59:59 | Submitted:Submitted for Approval | Component | Curtain Wall:SL52CurtainWallingSystem:448645 | 250 | n/a | n/a | Dimensions | n/a | n/a | n/a
Angle | n/a | 1900-12-31T23:59:59 | Submitted:Submitted for Approval | Component | Curtain Wall:SL52CurtainWallingSystem:448645 | 0 | n/a | n/a | Horizontal Grid | n/a | n/a | n/a
Justification | n/a | 1900-12-31T23:59:59 | Submitted:Submitted for Approval | Component | Curtain Wall:SL52CurtainWallingSystem:448645 | Beginning | n/a | n/a | Horizontal Grid | n/a | n/a
Number | n/a | 1900-12-31T23:59:59 | Submitted:Submitted for Approval | Component | Curtain Wall:SL52CurtainWallingSystem:448645 | 1 | n/a | n/a | Horizontal Grid | n/a | n/a | n/a
Offset | n/a | 1900-12-31T23:59:59 | Submitted:Submitted for Approval | Component | Curtain Wall:SL52CurtainWallingSystem:448645 | 0 | n/a | n/a | Horizontal Grid | n/a | n/a | n/a
Phase Created | n/a | 1900-12-31T23:59:59 | Submitted:Submitted for Approval | Component | Curtain Wall:SL52CurtainWallingSystem:448645 | New Construction | n/a | n/a | Phasing | n/a | n/a
Enable Analytical Model | n/a | 1900-12-31T23:59:59 | Submitted:Submitted for Approval | Component | Curtain Wall:SL52CurtainWallingSystem:448645 | n/a | n/a | n/a | Structural | n/a | n/a | n/a
Structural | n/a | 1900-12-31T23:59:59 | Submitted:Submitted for Approval | Component | Curtain Wall:SL52CurtainWallingSystem:448645 | n/a | n/a | n/a | Structural | n/a | n/a | n/a
Structural Usage | n/a | 1900-12-31T23:59:59 | Submitted:Submitted for Approval | Component | Curtain Wall:SL52CurtainWallingSystem:448645 | Non-bearing | n/a | n/a | Structural | n/a | n/a
Angle | n/a | 1900-12-31T23:59:59 | Submitted:Submitted for Approval | Component | Curtain Wall:SL52CurtainWallingSystem:448645 | 0 | n/a | n/a | Vertical Grid | n/a | n/a | n/a
Justification | n/a | 1900-12-31T23:59:59 | Submitted:Submitted for Approval | Component | Curtain Wall:SL52CurtainWallingSystem:448645 | Beginning | n/a | n/a | Vertical Grid | n/a | n/a
Number | n/a | 1900-12-31T23:59:59 | Submitted:Submitted for Approval | Component | Curtain Wall:SL52CurtainWallingSystem:448645 | 4 | n/a | n/a | Vertical Grid | n/a | n/a | n/a
Offset | n/a | 1900-12-31T23:59:59 | Submitted:Submitted for Approval | Component | Curtain Wall:SL52CurtainWallingSystem:448645 | 0 | n/a | n/a | Vertical Grid | n/a | n/a | n/a
Reference | n/a | 1900-12-31T23:59:59 | Submitted:Submitted for Approval | Component | Curtain Wall:SL52CurtainWallingSystem:448663 | SL52CurtainWallingSystem | n/a | n/a | Pset_CurtainWallCommon | n/a | n/a
IsExternal | n/a | 1900-12-31T23:59:59 | Submitted:Submitted for Approval | Component | Curtain Wall:SL52CurtainWallingSystem:448663 | TRUE | n/a | n/a | Pset_CurtainWallCommon | n/a | n/a | n/a
Manufacturer | n/a | 1900-12-31T23:59:59 | Submitted:Submitted for Approval | Component | Curtain Wall:SL52CurtainWallingSystem:448663 | AluK (GB) Ltd | n/a | n/a | Pset_ManufacturerTypeInformation | n/a | n/a
Base Constraint | n/a | 1900-12-31T23:59:59 | Submitted:Submitted for Approval | Component | Curtain Wall:SL52CurtainWallingSystem:448663 | Level: Ground Floor | n/a | n/a | Constraints | n/a | n/a
Base is Attached | n/a | 1900-12-31T23:59:59 | Submitted:Submitted for Approval | Component | Curtain Wall:SL52CurtainWallingSystem:448663 | n/a | n/a | n/a | Constraints | n/a | n/a | n/a
Base Offset | n/a | 1900-12-31T23:59:59 | Submitted:Submitted for Approval | Component | Curtain Wall:SL52CurtainWallingSystem:448663 | 0 | n/a | n/a | Constraints | n/a | n/a | n/a
Related to Mass | n/a | 1900-12-31T23:59:59 | Submitted:Submitted for Approval | Component | Curtain Wall:SL52CurtainWallingSystem:448663 | n/a | n/a | n/a | Constraints | n/a | n/a | n/a
Room Bounding | n/a | 1900-12-31T23:59:59 | Submitted:Submitted for Approval | Component | Curtain Wall:SL52CurtainWallingSystem:448663 | TRUE | n/a | n/a | Constraints | n/a | n/a | n/a
Top is Attached | n/a | 1900-12-31T23:59:59 | Submitted:Submitted for Approval | Component | Curtain Wall:SL52CurtainWallingSystem:448663 | n/a | n/a | n/a | Constraints | n/a | n/a | n/a
Top Offset | n/a | 1900-12-31T23:59:59 | Submitted:Submitted for Approval | Component | Curtain Wall:SL52CurtainWallingSystem:448663 | 0 | n/a | n/a | Constraints | n/a | n/a | n/a
Unconnected Height | n/a | 1900-12-31T23:59:59 | Submitted:Submitted for Approval | Component | Curtain Wall:SL52CurtainWallingSystem:448663 | 3490 | n/a | n/a | Constraints | n/a | n/a | n/a
Area | n/a | 1900-12-31T23:59:59 | Submitted:Submitted for Approval | Component | Curtain Wall:SL52CurtainWallingSystem:448663 | 0.8725 | n/a | n/a | Dimensions | n/a | n/a | n/a
Length | n/a | 1900-12-31T23:59:59 | Submitted:Submitted for Approval | Component | Curtain Wall:SL52CurtainWallingSystem:448663 | 250 | n/a | n/a | Dimensions | n/a | n/a | n/a
Angle | n/a | 1900-12-31T23:59:59 | Submitted:Submitted for Approval | Component | Curtain Wall:SL52CurtainWallingSystem:448663 | 0 | n/a | n/a | Horizontal Grid | n/a | n/a | n/a
Justification | n/a | 1900-12-31T23:59:59 | Submitted:Submitted for Approval | Component | Curtain Wall:SL52CurtainWallingSystem:448663 | Beginning | n/a | n/a | Horizontal Grid | n/a | n/a
Number | n/a | 1900-12-31T23:59:59 | Submitted:Submitted for Approval | Component | Curtain Wall:SL52CurtainWallingSystem:448663 | 1 | n/a | n/a | Horizontal Grid | n/a | n/a | n/a
Offset | n/a | 1900-12-31T23:59:59 | Submitted:Submitted for Approval | Component | Curtain Wall:SL52CurtainWallingSystem:448663 | 0 | n/a | n/a | Horizontal Grid | n/a | n/a | n/a
Phase Created | n/a | 1900-12-31T23:59:59 | Submitted:Submitted for Approval | Component | Curtain Wall:SL52CurtainWallingSystem:448663 | New Construction | n/a | n/a | Phasing | n/a | n/a
Enable Analytical Model | n/a | 1900-12-31T23:59:59 | Submitted:Submitted for Approval | Component | Curtain Wall:SL52CurtainWallingSystem:448663 | n/a | n/a | n/a | Structural | n/a | n/a | n/a
Structural | n/a | 1900-12-31T23:59:59 | Submitted:Submitted for Approval | Component | Curtain Wall:SL52CurtainWallingSystem:448663 | n/a | n/a | n/a | Structural | n/a | n/a | n/a
Structural Usage | n/a | 1900-12-31T23:59:59 | Submitted:Submitted for Approval | Component | Curtain Wall:SL52CurtainWallingSystem:448663 | Non-bearing | n/a | n/a | Structural | n/a | n/a
Angle | n/a | 1900-12-31T23:59:59 | Submitted:Submitted for Approval | Component | Curtain Wall:SL52CurtainWallingSystem:448663 | 0 | n/a | n/a | Vertical Grid | n/a | n/a | n/a
Justification | n/a | 1900-12-31T23:59:59 | Submitted:Submitted for Approval | Component | Curtain Wall:SL52CurtainWallingSystem:448663 | Beginning | n/a | n/a | Vertical Grid | n/a | n/a
Number | n/a | 1900-12-31T23:59:59 | Submitted:Submitted for Approval | Component | Curtain Wall:SL52CurtainWallingSystem:448663 | 4 | n/a | n/a | Vertical Grid | n/a | n/a | n/a
Offset | n/a | 1900-12-31T23:59:59 | Submitted:Submitted for Approval | Component | Curtain Wall:SL52CurtainWallingSystem:448663 | 0 | n/a | n/a | Vertical Grid | n/a | n/a | n/a
Reference | n/a | 1900-12-31T23:59:59 | Submitted:Submitted for Approval | Component | Curtain Wall:SL52CurtainWallingSystem:448679 | SL52CurtainWallingSystem | n/a | n/a | Pset_CurtainWallCommon | n/a | n/a
IsExternal | n/a | 1900-12-31T23:59:59 | Submitted:Submitted for Approval | Component | Curtain Wall:SL52CurtainWallingSystem:448679 | TRUE | n/a | n/a | Pset_CurtainWallCommon | n/a | n/a | n/a
Manufacturer | n/a | 1900-12-31T23:59:59 | Submitted:Submitted for Approval | Component | Curtain Wall:SL52CurtainWallingSystem:448679 | AluK (GB) Ltd | n/a | n/a | Pset_ManufacturerTypeInformation | n/a | n/a
Base Constraint | n/a | 1900-12-31T23:59:59 | Submitted:Submitted for Approval | Component | Curtain Wall:SL52CurtainWallingSystem:448679 | Level: Ground Floor | n/a | n/a | Constraints | n/a | n/a
Base is Attached | n/a | 1900-12-31T23:59:59 | Submitted:Submitted for Approval | Component | Curtain Wall:SL52CurtainWallingSystem:448679 | n/a | n/a | n/a | Constraints | n/a | n/a | n/a
Base Offset | n/a | 1900-12-31T23:59:59 | Submitted:Submitted for Approval | Component | Curtain Wall:SL52CurtainWallingSystem:448679 | 0 | n/a | n/a | Constraints | n/a | n/a | n/a
Related to Mass | n/a | 1900-12-31T23:59:59 | Submitted:Submitted for Approval | Component | Curtain Wall:SL52CurtainWallingSystem:448679 | n/a | n/a | n/a | Constraints | n/a | n/a | n/a
Room Bounding | n/a | 1900-12-31T23:59:59 | Submitted:Submitted for Approval | Component | Curtain Wall:SL52CurtainWallingSystem:448679 | TRUE | n/a | n/a | Constraints | n/a | n/a | n/a
Top is Attached | n/a | 1900-12-31T23:59:59 | Submitted:Submitted for Approval | Component | Curtain Wall:SL52CurtainWallingSystem:448679 | n/a | n/a | n/a | Constraints | n/a | n/a | n/a
Top Offset | n/a | 1900-12-31T23:59:59 | Submitted:Submitted for Approval | Component | Curtain Wall:SL52CurtainWallingSystem:448679 | 0 | n/a | n/a | Constraints | n/a | n/a | n/a
Unconnected Height | n/a | 1900-12-31T23:59:59 | Submitted:Submitted for Approval | Component | Curtain Wall:SL52CurtainWallingSystem:448679 | 3490 | n/a | n/a | Constraints | n/a | n/a | n/a
Area | n/a | 1900-12-31T23:59:59 | Submitted:Submitted for Approval | Component | Curtain Wall:SL52CurtainWallingSystem:448679 | 0.8725 | n/a | n/a | Dimensions | n/a | n/a | n/a
Length | n/a | 1900-12-31T23:59:59 | Submitted:Submitted for Approval | Component | Curtain Wall:SL52CurtainWallingSystem:448679 | 250 | n/a | n/a | Dimensions | n/a | n/a | n/a
Angle | n/a | 1900-12-31T23:59:59 | Submitted:Submitted for Approval | Component | Curtain Wall:SL52CurtainWallingSystem:448679 | 0 | n/a | n/a | Horizontal Grid | n/a | n/a | n/a
Justification | n/a | 1900-12-31T23:59:59 | Submitted:Submitted for Approval | Component | Curtain Wall:SL52CurtainWallingSystem:448679 | Beginning | n/a | n/a | Horizontal Grid | n/a | n/a
Number | n/a | 1900-12-31T23:59:59 | Submitted:Submitted for Approval | Component | Curtain Wall:SL52CurtainWallingSystem:448679 | 1 | n/a | n/a | Horizontal Grid | n/a | n/a | n/a
Offset | n/a | 1900-12-31T23:59:59 | Submitted:Submitted for Approval | Component | Curtain Wall:SL52CurtainWallingSystem:448679 | 0 | n/a | n/a | Horizontal Grid | n/a | n/a | n/a
Phase Created | n/a | 1900-12-31T23:59:59 | Submitted:Submitted for Approval | Component | Curtain Wall:SL52CurtainWallingSystem:448679 | New Construction | n/a | n/a | Phasing | n/a | n/a
Enable Analytical Model | n/a | 1900-12-31T23:59:59 | Submitted:Submitted for Approval | Component | Curtain Wall:SL52CurtainWallingSystem:448679 | n/a | n/a | n/a | Structural | n/a | n/a | n/a
Structural | n/a | 1900-12-31T23:59:59 | Submitted:Submitted for Approval | Component | Curtain Wall:SL52CurtainWallingSystem:448679 | n/a | n/a | n/a | Structural | n/a | n/a | n/a
Structural Usage | n/a | 1900-12-31T23:59:59 | Submitted:Submitted for Approval | Component | Curtain Wall:SL52CurtainWallingSystem:448679 | Non-bearing | n/a | n/a | Structural | n/a | n/a
Angle | n/a | 1900-12-31T23:59:59 | Submitted:Submitted for Approval | Component | Curtain Wall:SL52CurtainWallingSystem:448679 | 0 | n/a | n/a | Vertical Grid | n/a | n/a | n/a
Justification | n/a | 1900-12-31T23:59:59 | Submitted:Submitted for Approval | Component | Curtain Wall:SL52CurtainWallingSystem:448679 | Beginning | n/a | n/a | Vertical Grid | n/a | n/a
Number | n/a | 1900-12-31T23:59:59 | Submitted:Submitted for Approval | Component | Curtain Wall:SL52CurtainWallingSystem:448679 | 4 | n/a | n/a | Vertical Grid | n/a | n/a | n/a
Offset | n/a | 1900-12-31T23:59:59 | Submitted:Submitted for Approval | Component | Curtain Wall:SL52CurtainWallingSystem:448679 | 0 | n/a | n/a | Vertical Grid | n/a | n/a | n/a
Reference | n/a | 1900-12-31T23:59:59 | Submitted:Submitted for Approval | Component | Curtain Wall:SL52CurtainWallingSystem:448697 | SL52CurtainWallingSystem | n/a | n/a | Pset_CurtainWallCommon | n/a | n/a
IsExternal | n/a | 1900-12-31T23:59:59 | Submitted:Submitted for Approval | Component | Curtain Wall:SL52CurtainWallingSystem:448697 | TRUE | n/a | n/a | Pset_CurtainWallCommon | n/a | n/a | n/a
Manufacturer | n/a | 1900-12-31T23:59:59 | Submitted:Submitted for Approval | Component | Curtain Wall:SL52CurtainWallingSystem:448697 | AluK (GB) Ltd | n/a | n/a | Pset_ManufacturerTypeInformation | n/a | n/a
Base Constraint | n/a | 1900-12-31T23:59:59 | Submitted:Submitted for Approval | Component | Curtain Wall:SL52CurtainWallingSystem:448697 | Level: Ground Floor | n/a | n/a | Constraints | n/a | n/a
Base is Attached | n/a | 1900-12-31T23:59:59 | Submitted:Submitted for Approval | Component | Curtain Wall:SL52CurtainWallingSystem:448697 | n/a | n/a | n/a | Constraints | n/a | n/a | n/a
Base Offset | n/a | 1900-12-31T23:59:59 | Submitted:Submitted for Approval | Component | Curtain Wall:SL52CurtainWallingSystem:448697 | 0 | n/a | n/a | Constraints | n/a | n/a | n/a
Related to Mass | n/a | 1900-12-31T23:59:59 | Submitted:Submitted for Approval | Component | Curtain Wall:SL52CurtainWallingSystem:448697 | n/a | n/a | n/a | Constraints | n/a | n/a | n/a
Room Bounding | n/a | 1900-12-31T23:59:59 | Submitted:Submitted for Approval | Component | Curtain Wall:SL52CurtainWallingSystem:448697 | TRUE | n/a | n/a | Constraints | n/a | n/a | n/a
Top is Attached | n/a | 1900-12-31T23:59:59 | Submitted:Submitted for Approval | Component | Curtain Wall:SL52CurtainWallingSystem:448697 | n/a | n/a | n/a | Constraints | n/a | n/a | n/a
Top Offset | n/a | 1900-12-31T23:59:59 | Submitted:Submitted for Approval | Component | Curtain Wall:SL52CurtainWallingSystem:448697 | 0 | n/a | n/a | Constraints | n/a | n/a | n/a
Unconnected Height | n/a | 1900-12-31T23:59:59 | Submitted:Submitted for Approval | Component | Curtain Wall:SL52CurtainWallingSystem:448697 | 3490 | n/a | n/a | Constraints | n/a | n/a | n/a
Area | n/a | 1900-12-31T23:59:59 | Submitted:Submitted for Approval | Component | Curtain Wall:SL52CurtainWallingSystem:448697 | 0.8725 | n/a | n/a | Dimensions | n/a | n/a | n/a
Length | n/a | 1900-12-31T23:59:59 | Submitted:Submitted for Approval | Component | Curtain Wall:SL52CurtainWallingSystem:448697 | 250 | n/a | n/a | Dimensions | n/a | n/a | n/a
Angle | n/a | 1900-12-31T23:59:59 | Submitted:Submitted for Approval | Component | Curtain Wall:SL52CurtainWallingSystem:448697 | 0 | n/a | n/a | Horizontal Grid | n/a | n/a | n/a
Justification | n/a | 1900-12-31T23:59:59 | Submitted:Submitted for Approval | Component | Curtain Wall:SL52CurtainWallingSystem:448697 | Beginning | n/a | n/a | Horizontal Grid | n/a | n/a
Number | n/a | 1900-12-31T23:59:59 | Submitted:Submitted for Approval | Component | Curtain Wall:SL52CurtainWallingSystem:448697 | 1 | n/a | n/a | Horizontal Grid | n/a | n/a | n/a
Offset | n/a | 1900-12-31T23:59:59 | Submitted:Submitted for Approval | Component | Curtain Wall:SL52CurtainWallingSystem:448697 | 0 | n/a | n/a | Horizontal Grid | n/a | n/a | n/a
Phase Created | n/a | 1900-12-31T23:59:59 | Submitted:Submitted for Approval | Component | Curtain Wall:SL52CurtainWallingSystem:448697 | New Construction | n/a | n/a | Phasing | n/a | n/a
Enable Analytical Model | n/a | 1900-12-31T23:59:59 | Submitted:Submitted for Approval | Component | Curtain Wall:SL52CurtainWallingSystem:448697 | n/a | n/a | n/a | Structural | n/a | n/a | n/a
Structural | n/a | 1900-12-31T23:59:59 | Submitted:Submitted for Approval | Component | Curtain Wall:SL52CurtainWallingSystem:448697 | n/a | n/a | n/a | Structural | n/a | n/a | n/a
Structural Usage | n/a | 1900-12-31T23:59:59 | Submitted:Submitted for Approval | Component | Curtain Wall:SL52CurtainWallingSystem:448697 | Non-bearing | n/a | n/a | Structural | n/a | n/a
Angle | n/a | 1900-12-31T23:59:59 | Submitted:Submitted for Approval | Component | Curtain Wall:SL52CurtainWallingSystem:448697 | 0 | n/a | n/a | Vertical Grid | n/a | n/a | n/a
Justification | n/a | 1900-12-31T23:59:59 | Submitted:Submitted for Approval | Component | Curtain Wall:SL52CurtainWallingSystem:448697 | Beginning | n/a | n/a | Vertical Grid | n/a | n/a
Number | n/a | 1900-12-31T23:59:59 | Submitted:Submitted for Approval | Component | Curtain Wall:SL52CurtainWallingSystem:448697 | 4 | n/a | n/a | Vertical Grid | n/a | n/a | n/a
Offset | n/a | 1900-12-31T23:59:59 | Submitted:Submitted for Approval | Component | Curtain Wall:SL52CurtainWallingSystem:448697 | 0 | n/a | n/a | Vertical Grid | n/a | n/a | n/a
Reference | n/a | 1900-12-31T23:59:59 | Submitted:Submitted for Approval | Component | Curtain Wall:SL52CurtainWallingSystem:448715 | SL52CurtainWallingSystem | n/a | n/a | Pset_CurtainWallCommon | n/a | n/a
IsExternal | n/a | 1900-12-31T23:59:59 | Submitted:Submitted for Approval | Component | Curtain Wall:SL52CurtainWallingSystem:448715 | TRUE | n/a | n/a | Pset_CurtainWallCommon | n/a | n/a | n/a
Manufacturer | n/a | 1900-12-31T23:59:59 | Submitted:Submitted for Approval | Component | Curtain Wall:SL52CurtainWallingSystem:448715 | AluK (GB) Ltd | n/a | n/a | Pset_ManufacturerTypeInformation | n/a | n/a
Base Constraint | n/a | 1900-12-31T23:59:59 | Submitted:Submitted for Approval | Component | Curtain Wall:SL52CurtainWallingSystem:448715 | Level: Ground Floor | n/a | n/a | Constraints | n/a | n/a
Base is Attached | n/a | 1900-12-31T23:59:59 | Submitted:Submitted for Approval | Component | Curtain Wall:SL52CurtainWallingSystem:448715 | n/a | n/a | n/a | Constraints | n/a | n/a | n/a
Base Offset | n/a | 1900-12-31T23:59:59 | Submitted:Submitted for Approval | Component | Curtain Wall:SL52CurtainWallingSystem:448715 | 0 | n/a | n/a | Constraints | n/a | n/a | n/a
Related to Mass | n/a | 1900-12-31T23:59:59 | Submitted:Submitted for Approval | Component | Curtain Wall:SL52CurtainWallingSystem:448715 | n/a | n/a | n/a | Constraints | n/a | n/a | n/a
Room Bounding | n/a | 1900-12-31T23:59:59 | Submitted:Submitted for Approval | Component | Curtain Wall:SL52CurtainWallingSystem:448715 | TRUE | n/a | n/a | Constraints | n/a | n/a | n/a
Top is Attached | n/a | 1900-12-31T23:59:59 | Submitted:Submitted for Approval | Component | Curtain Wall:SL52CurtainWallingSystem:448715 | n/a | n/a | n/a | Constraints | n/a | n/a | n/a
Top Offset | n/a | 1900-12-31T23:59:59 | Submitted:Submitted for Approval | Component | Curtain Wall:SL52CurtainWallingSystem:448715 | 0 | n/a | n/a | Constraints | n/a | n/a | n/a
Unconnected Height | n/a | 1900-12-31T23:59:59 | Submitted:Submitted for Approval | Component | Curtain Wall:SL52CurtainWallingSystem:448715 | 3490 | n/a | n/a | Constraints | n/a | n/a | n/a
Area | n/a | 1900-12-31T23:59:59 | Submitted:Submitted for Approval | Component | Curtain Wall:SL52CurtainWallingSystem:448715 | 0.8725 | n/a | n/a | Dimensions | n/a | n/a | n/a
Length | n/a | 1900-12-31T23:59:59 | Submitted:Submitted for Approval | Component | Curtain Wall:SL52CurtainWallingSystem:448715 | 250 | n/a | n/a | Dimensions | n/a | n/a | n/a
Angle | n/a | 1900-12-31T23:59:59 | Submitted:Submitted for Approval | Component | Curtain Wall:SL52CurtainWallingSystem:448715 | 0 | n/a | n/a | Horizontal Grid | n/a | n/a | n/a
Justification | n/a | 1900-12-31T23:59:59 | Submitted:Submitted for Approval | Component | Curtain Wall:SL52CurtainWallingSystem:448715 | Beginning | n/a | n/a | Horizontal Grid | n/a | n/a
Number | n/a | 1900-12-31T23:59:59 | Submitted:Submitted for Approval | Component | Curtain Wall:SL52CurtainWallingSystem:448715 | 1 | n/a | n/a | Horizontal Grid | n/a | n/a | n/a
Offset | n/a | 1900-12-31T23:59:59 | Submitted:Submitted for Approval | Component | Curtain Wall:SL52CurtainWallingSystem:448715 | 0 | n/a | n/a | Horizontal Grid | n/a | n/a | n/a
Phase Created | n/a | 1900-12-31T23:59:59 | Submitted:Submitted for Approval | Component | Curtain Wall:SL52CurtainWallingSystem:448715 | New Construction | n/a | n/a | Phasing | n/a | n/a
Enable Analytical Model | n/a | 1900-12-31T23:59:59 | Submitted:Submitted for Approval | Component | Curtain Wall:SL52CurtainWallingSystem:448715 | n/a | n/a | n/a | Structural | n/a | n/a | n/a
Structural | n/a | 1900-12-31T23:59:59 | Submitted:Submitted for Approval | Component | Curtain Wall:SL52CurtainWallingSystem:448715 | n/a | n/a | n/a | Structural | n/a | n/a | n/a
Structural Usage | n/a | 1900-12-31T23:59:59 | Submitted:Submitted for Approval | Component | Curtain Wall:SL52CurtainWallingSystem:448715 | Non-bearing | n/a | n/a | Structural | n/a | n/a
Angle | n/a | 1900-12-31T23:59:59 | Submitted:Submitted for Approval | Component | Curtain Wall:SL52CurtainWallingSystem:448715 | 0 | n/a | n/a | Vertical Grid | n/a | n/a | n/a
Justification | n/a | 1900-12-31T23:59:59 | Submitted:Submitted for Approval | Component | Curtain Wall:SL52CurtainWallingSystem:448715 | Beginning | n/a | n/a | Vertical Grid | n/a | n/a
Number | n/a | 1900-12-31T23:59:59 | Submitted:Submitted for Approval | Component | Curtain Wall:SL52CurtainWallingSystem:448715 | 4 | n/a | n/a | Vertical Grid | n/a | n/a | n/a
Offset | n/a | 1900-12-31T23:59:59 | Submitted:Submitted for Approval | Component | Curtain Wall:SL52CurtainWallingSystem:448715 | 0 | n/a | n/a | Vertical Grid | n/a | n/a | n/a
Reference | n/a | 1900-12-31T23:59:59 | Submitted:Submitted for Approval | Component | Curtain Wall:SL52CurtainWallingSystem:448733 | SL52CurtainWallingSystem | n/a | n/a | Pset_CurtainWallCommon | n/a | n/a
IsExternal | n/a | 1900-12-31T23:59:59 | Submitted:Submitted for Approval | Component | Curtain Wall:SL52CurtainWallingSystem:448733 | TRUE | n/a | n/a | Pset_CurtainWallCommon | n/a | n/a | n/a
Manufacturer | n/a | 1900-12-31T23:59:59 | Submitted:Submitted for Approval | Component | Curtain Wall:SL52CurtainWallingSystem:448733 | AluK (GB) Ltd | n/a | n/a | Pset_ManufacturerTypeInformation | n/a | n/a
Base Constraint | n/a | 1900-12-31T23:59:59 | Submitted:Submitted for Approval | Component | Curtain Wall:SL52CurtainWallingSystem:448733 | Level: Ground Floor | n/a | n/a | Constraints | n/a | n/a
Base is Attached | n/a | 1900-12-31T23:59:59 | Submitted:Submitted for Approval | Component | Curtain Wall:SL52CurtainWallingSystem:448733 | n/a | n/a | n/a | Constraints | n/a | n/a | n/a
Base Offset | n/a | 1900-12-31T23:59:59 | Submitted:Submitted for Approval | Component | Curtain Wall:SL52CurtainWallingSystem:448733 | 0 | n/a | n/a | Constraints | n/a | n/a | n/a
Related to Mass | n/a | 1900-12-31T23:59:59 | Submitted:Submitted for Approval | Component | Curtain Wall:SL52CurtainWallingSystem:448733 | n/a | n/a | n/a | Constraints | n/a | n/a | n/a
Room Bounding | n/a | 1900-12-31T23:59:59 | Submitted:Submitted for Approval | Component | Curtain Wall:SL52CurtainWallingSystem:448733 | TRUE | n/a | n/a | Constraints | n/a | n/a | n/a
Top is Attached | n/a | 1900-12-31T23:59:59 | Submitted:Submitted for Approval | Component | Curtain Wall:SL52CurtainWallingSystem:448733 | n/a | n/a | n/a | Constraints | n/a | n/a | n/a
Top Offset | n/a | 1900-12-31T23:59:59 | Submitted:Submitted for Approval | Component | Curtain Wall:SL52CurtainWallingSystem:448733 | 0 | n/a | n/a | Constraints | n/a | n/a | n/a
Unconnected Height | n/a | 1900-12-31T23:59:59 | Submitted:Submitted for Approval | Component | Curtain Wall:SL52CurtainWallingSystem:448733 | 3490 | n/a | n/a | Constraints | n/a | n/a | n/a
Area | n/a | 1900-12-31T23:59:59 | Submitted:Submitted for Approval | Component | Curtain Wall:SL52CurtainWallingSystem:448733 | 0.8725 | n/a | n/a | Dimensions | n/a | n/a | n/a
Length | n/a | 1900-12-31T23:59:59 | Submitted:Submitted for Approval | Component | Curtain Wall:SL52CurtainWallingSystem:448733 | 250 | n/a | n/a | Dimensions | n/a | n/a | n/a
Angle | n/a | 1900-12-31T23:59:59 | Submitted:Submitted for Approval | Component | Curtain Wall:SL52CurtainWallingSystem:448733 | 0 | n/a | n/a | Horizontal Grid | n/a | n/a | n/a
Justification | n/a | 1900-12-31T23:59:59 | Submitted:Submitted for Approval | Component | Curtain Wall:SL52CurtainWallingSystem:448733 | Beginning | n/a | n/a | Horizontal Grid | n/a | n/a
Number | n/a | 1900-12-31T23:59:59 | Submitted:Submitted for Approval | Component | Curtain Wall:SL52CurtainWallingSystem:448733 | 1 | n/a | n/a | Horizontal Grid | n/a | n/a | n/a
Offset | n/a | 1900-12-31T23:59:59 | Submitted:Submitted for Approval | Component | Curtain Wall:SL52CurtainWallingSystem:448733 | 0 | n/a | n/a | Horizontal Grid | n/a | n/a | n/a
Phase Created | n/a | 1900-12-31T23:59:59 | Submitted:Submitted for Approval | Component | Curtain Wall:SL52CurtainWallingSystem:448733 | New Construction | n/a | n/a | Phasing | n/a | n/a
Enable Analytical Model | n/a | 1900-12-31T23:59:59 | Submitted:Submitted for Approval | Component | Curtain Wall:SL52CurtainWallingSystem:448733 | n/a | n/a | n/a | Structural | n/a | n/a | n/a
Structural | n/a | 1900-12-31T23:59:59 | Submitted:Submitted for Approval | Component | Curtain Wall:SL52CurtainWallingSystem:448733 | n/a | n/a | n/a | Structural | n/a | n/a | n/a
Structural Usage | n/a | 1900-12-31T23:59:59 | Submitted:Submitted for Approval | Component | Curtain Wall:SL52CurtainWallingSystem:448733 | Non-bearing | n/a | n/a | Structural | n/a | n/a
Angle | n/a | 1900-12-31T23:59:59 | Submitted:Submitted for Approval | Component | Curtain Wall:SL52CurtainWallingSystem:448733 | 0 | n/a | n/a | Vertical Grid | n/a | n/a | n/a
Justification | n/a | 1900-12-31T23:59:59 | Submitted:Submitted for Approval | Component | Curtain Wall:SL52CurtainWallingSystem:448733 | Beginning | n/a | n/a | Vertical Grid | n/a | n/a
Number | n/a | 1900-12-31T23:59:59 | Submitted:Submitted for Approval | Component | Curtain Wall:SL52CurtainWallingSystem:448733 | 4 | n/a | n/a | Vertical Grid | n/a | n/a | n/a
Offset | n/a | 1900-12-31T23:59:59 | Submitted:Submitted for Approval | Component | Curtain Wall:SL52CurtainWallingSystem:448733 | 0 | n/a | n/a | Vertical Grid | n/a | n/a | n/a
Reference | n/a | 1900-12-31T23:59:59 | Submitted:Submitted for Approval | Component | Curtain Wall:SL52CurtainWallingSystem:448751 | SL52CurtainWallingSystem | n/a | n/a | Pset_CurtainWallCommon | n/a | n/a
IsExternal | n/a | 1900-12-31T23:59:59 | Submitted:Submitted for Approval | Component | Curtain Wall:SL52CurtainWallingSystem:448751 | TRUE | n/a | n/a | Pset_CurtainWallCommon | n/a | n/a | n/a
Manufacturer | n/a | 1900-12-31T23:59:59 | Submitted:Submitted for Approval | Component | Curtain Wall:SL52CurtainWallingSystem:448751 | AluK (GB) Ltd | n/a | n/a | Pset_ManufacturerTypeInformation | n/a | n/a
Base Constraint | n/a | 1900-12-31T23:59:59 | Submitted:Submitted for Approval | Component | Curtain Wall:SL52CurtainWallingSystem:448751 | Level: Ground Floor | n/a | n/a | Constraints | n/a | n/a
Base is Attached | n/a | 1900-12-31T23:59:59 | Submitted:Submitted for Approval | Component | Curtain Wall:SL52CurtainWallingSystem:448751 | n/a | n/a | n/a | Constraints | n/a | n/a | n/a
Base Offset | n/a | 1900-12-31T23:59:59 | Submitted:Submitted for Approval | Component | Curtain Wall:SL52CurtainWallingSystem:448751 | 0 | n/a | n/a | Constraints | n/a | n/a | n/a
Related to Mass | n/a | 1900-12-31T23:59:59 | Submitted:Submitted for Approval | Component | Curtain Wall:SL52CurtainWallingSystem:448751 | n/a | n/a | n/a | Constraints | n/a | n/a | n/a
Room Bounding | n/a | 1900-12-31T23:59:59 | Submitted:Submitted for Approval | Component | Curtain Wall:SL52CurtainWallingSystem:448751 | TRUE | n/a | n/a | Constraints | n/a | n/a | n/a
Top is Attached | n/a | 1900-12-31T23:59:59 | Submitted:Submitted for Approval | Component | Curtain Wall:SL52CurtainWallingSystem:448751 | n/a | n/a | n/a | Constraints | n/a | n/a | n/a
Top Offset | n/a | 1900-12-31T23:59:59 | Submitted:Submitted for Approval | Component | Curtain Wall:SL52CurtainWallingSystem:448751 | 0 | n/a | n/a | Constraints | n/a | n/a | n/a
Unconnected Height | n/a | 1900-12-31T23:59:59 | Submitted:Submitted for Approval | Component | Curtain Wall:SL52CurtainWallingSystem:448751 | 3490 | n/a | n/a | Constraints | n/a | n/a | n/a
Area | n/a | 1900-12-31T23:59:59 | Submitted:Submitted for Approval | Component | Curtain Wall:SL52CurtainWallingSystem:448751 | 0.8725 | n/a | n/a | Dimensions | n/a | n/a | n/a
Length | n/a | 1900-12-31T23:59:59 | Submitted:Submitted for Approval | Component | Curtain Wall:SL52CurtainWallingSystem:448751 | 250 | n/a | n/a | Dimensions | n/a | n/a | n/a
Angle | n/a | 1900-12-31T23:59:59 | Submitted:Submitted for Approval | Component | Curtain Wall:SL52CurtainWallingSystem:448751 | 0 | n/a | n/a | Horizontal Grid | n/a | n/a | n/a
Justification | n/a | 1900-12-31T23:59:59 | Submitted:Submitted for Approval | Component | Curtain Wall:SL52CurtainWallingSystem:448751 | Beginning | n/a | n/a | Horizontal Grid | n/a | n/a
Number | n/a | 1900-12-31T23:59:59 | Submitted:Submitted for Approval | Component | Curtain Wall:SL52CurtainWallingSystem:448751 | 1 | n/a | n/a | Horizontal Grid | n/a | n/a | n/a
Offset | n/a | 1900-12-31T23:59:59 | Submitted:Submitted for Approval | Component | Curtain Wall:SL52CurtainWallingSystem:448751 | 0 | n/a | n/a | Horizontal Grid | n/a | n/a | n/a
Phase Created | n/a | 1900-12-31T23:59:59 | Submitted:Submitted for Approval | Component | Curtain Wall:SL52CurtainWallingSystem:448751 | New Construction | n/a | n/a | Phasing | n/a | n/a
Enable Analytical Model | n/a | 1900-12-31T23:59:59 | Submitted:Submitted for Approval | Component | Curtain Wall:SL52CurtainWallingSystem:448751 | n/a | n/a | n/a | Structural | n/a | n/a | n/a
Structural | n/a | 1900-12-31T23:59:59 | Submitted:Submitted for Approval | Component | Curtain Wall:SL52CurtainWallingSystem:448751 | n/a | n/a | n/a | Structural | n/a | n/a | n/a
Structural Usage | n/a | 1900-12-31T23:59:59 | Submitted:Submitted for Approval | Component | Curtain Wall:SL52CurtainWallingSystem:448751 | Non-bearing | n/a | n/a | Structural | n/a | n/a
Angle | n/a | 1900-12-31T23:59:59 | Submitted:Submitted for Approval | Component | Curtain Wall:SL52CurtainWallingSystem:448751 | 0 | n/a | n/a | Vertical Grid | n/a | n/a | n/a
Justification | n/a | 1900-12-31T23:59:59 | Submitted:Submitted for Approval | Component | Curtain Wall:SL52CurtainWallingSystem:448751 | Beginning | n/a | n/a | Vertical Grid | n/a | n/a
Number | n/a | 1900-12-31T23:59:59 | Submitted:Submitted for Approval | Component | Curtain Wall:SL52CurtainWallingSystem:448751 | 4 | n/a | n/a | Vertical Grid | n/a | n/a | n/a
Offset | n/a | 1900-12-31T23:59:59 | Submitted:Submitted for Approval | Component | Curtain Wall:SL52CurtainWallingSystem:448751 | 0 | n/a | n/a | Vertical Grid | n/a | n/a | n/a
Reference | n/a | 1900-12-31T23:59:59 | Submitted:Submitted for Approval | Component | Curtain Wall:SL52CurtainWallingSystem:448769 | SL52CurtainWallingSystem | n/a | n/a | Pset_CurtainWallCommon | n/a | n/a
IsExternal | n/a | 1900-12-31T23:59:59 | Submitted:Submitted for Approval | Component | Curtain Wall:SL52CurtainWallingSystem:448769 | TRUE | n/a | n/a | Pset_CurtainWallCommon | n/a | n/a | n/a
Manufacturer | n/a | 1900-12-31T23:59:59 | Submitted:Submitted for Approval | Component | Curtain Wall:SL52CurtainWallingSystem:448769 | AluK (GB) Ltd | n/a | n/a | Pset_ManufacturerTypeInformation | n/a | n/a
Base Constraint | n/a | 1900-12-31T23:59:59 | Submitted:Submitted for Approval | Component | Curtain Wall:SL52CurtainWallingSystem:448769 | Level: Ground Floor | n/a | n/a | Constraints | n/a | n/a
Base is Attached | n/a | 1900-12-31T23:59:59 | Submitted:Submitted for Approval | Component | Curtain Wall:SL52CurtainWallingSystem:448769 | n/a | n/a | n/a | Constraints | n/a | n/a | n/a
Base Offset | n/a | 1900-12-31T23:59:59 | Submitted:Submitted for Approval | Component | Curtain Wall:SL52CurtainWallingSystem:448769 | 0 | n/a | n/a | Constraints | n/a | n/a | n/a
Related to Mass | n/a | 1900-12-31T23:59:59 | Submitted:Submitted for Approval | Component | Curtain Wall:SL52CurtainWallingSystem:448769 | n/a | n/a | n/a | Constraints | n/a | n/a | n/a
Room Bounding | n/a | 1900-12-31T23:59:59 | Submitted:Submitted for Approval | Component | Curtain Wall:SL52CurtainWallingSystem:448769 | TRUE | n/a | n/a | Constraints | n/a | n/a | n/a
Top is Attached | n/a | 1900-12-31T23:59:59 | Submitted:Submitted for Approval | Component | Curtain Wall:SL52CurtainWallingSystem:448769 | n/a | n/a | n/a | Constraints | n/a | n/a | n/a
Top Offset | n/a | 1900-12-31T23:59:59 | Submitted:Submitted for Approval | Component | Curtain Wall:SL52CurtainWallingSystem:448769 | 0 | n/a | n/a | Constraints | n/a | n/a | n/a
Unconnected Height | n/a | 1900-12-31T23:59:59 | Submitted:Submitted for Approval | Component | Curtain Wall:SL52CurtainWallingSystem:448769 | 3490 | n/a | n/a | Constraints | n/a | n/a | n/a
Area | n/a | 1900-12-31T23:59:59 | Submitted:Submitted for Approval | Component | Curtain Wall:SL52CurtainWallingSystem:448769 | 0.78525 | n/a | n/a | Dimensions | n/a | n/a | n/a
Length | n/a | 1900-12-31T23:59:59 | Submitted:Submitted for Approval | Component | Curtain Wall:SL52CurtainWallingSystem:448769 | 225 | n/a | n/a | Dimensions | n/a | n/a | n/a
Angle | n/a | 1900-12-31T23:59:59 | Submitted:Submitted for Approval | Component | Curtain Wall:SL52CurtainWallingSystem:448769 | 0 | n/a | n/a | Horizontal Grid | n/a | n/a | n/a
Justification | n/a | 1900-12-31T23:59:59 | Submitted:Submitted for Approval | Component | Curtain Wall:SL52CurtainWallingSystem:448769 | Beginning | n/a | n/a | Horizontal Grid | n/a | n/a
Number | n/a | 1900-12-31T23:59:59 | Submitted:Submitted for Approval | Component | Curtain Wall:SL52CurtainWallingSystem:448769 | 1 | n/a | n/a | Horizontal Grid | n/a | n/a | n/a
Offset | n/a | 1900-12-31T23:59:59 | Submitted:Submitted for Approval | Component | Curtain Wall:SL52CurtainWallingSystem:448769 | 0 | n/a | n/a | Horizontal Grid | n/a | n/a | n/a
Phase Created | n/a | 1900-12-31T23:59:59 | Submitted:Submitted for Approval | Component | Curtain Wall:SL52CurtainWallingSystem:448769 | New Construction | n/a | n/a | Phasing | n/a | n/a
Enable Analytical Model | n/a | 1900-12-31T23:59:59 | Submitted:Submitted for Approval | Component | Curtain Wall:SL52CurtainWallingSystem:448769 | n/a | n/a | n/a | Structural | n/a | n/a | n/a
Structural | n/a | 1900-12-31T23:59:59 | Submitted:Submitted for Approval | Component | Curtain Wall:SL52CurtainWallingSystem:448769 | n/a | n/a | n/a | Structural | n/a | n/a | n/a
Structural Usage | n/a | 1900-12-31T23:59:59 | Submitted:Submitted for Approval | Component | Curtain Wall:SL52CurtainWallingSystem:448769 | Non-bearing | n/a | n/a | Structural | n/a | n/a
Angle | n/a | 1900-12-31T23:59:59 | Submitted:Submitted for Approval | Component | Curtain Wall:SL52CurtainWallingSystem:448769 | 0 | n/a | n/a | Vertical Grid | n/a | n/a | n/a
Justification | n/a | 1900-12-31T23:59:59 | Submitted:Submitted for Approval | Component | Curtain Wall:SL52CurtainWallingSystem:448769 | Beginning | n/a | n/a | Vertical Grid | n/a | n/a
Number | n/a | 1900-12-31T23:59:59 | Submitted:Submitted for Approval | Component | Curtain Wall:SL52CurtainWallingSystem:448769 | 4 | n/a | n/a | Vertical Grid | n/a | n/a | n/a
Offset | n/a | 1900-12-31T23:59:59 | Submitted:Submitted for Approval | Component | Curtain Wall:SL52CurtainWallingSystem:448769 | 0 | n/a | n/a | Vertical Grid | n/a | n/a | n/a
Analytic Construction | n/a | 1900-12-31T23:59:59 | Submitted:Submitted for Approval | Type | 1900x2660mm | <None> | n/a | n/a | Analytical Properties | n/a | n/a
MaximumLeafHeight | n/a | 1900-12-31T23:59:59 | Submitted:Submitted for Approval | Type | 1900x2660mm | 2500 | n/a | n/a | Constraints | n/a | n/a | n/a
MaximumLeafWeight | n/a | 1900-12-31T23:59:59 | Submitted:Submitted for Approval | Type | 1900x2660mm | 90 | n/a | n/a | Constraints | n/a | n/a | n/a
MaximumLeafWidth | n/a | 1900-12-31T23:59:59 | Submitted:Submitted for Approval | Type | 1900x2660mm | 1200 | n/a | n/a | Constraints | n/a | n/a | n/a
Function | n/a | 1900-12-31T23:59:59 | Submitted:Submitted for Approval | Type | 1900x2660mm | Exterior | n/a | n/a | Construction | n/a | n/a
AirPermeability | n/a | 1900-12-31T23:59:59 | Submitted:Submitted for Approval | Type | 1900x2660mm | Class 4 | n/a | n/a | Data | n/a | n/a
BreakoutFacility | n/a | 1900-12-31T23:59:59 | Submitted:Submitted for Approval | Type | 1900x2660mm | TRUE | n/a | n/a | Data | n/a | n/a | n/a
Certification | n/a | 1900-12-31T23:59:59 | Submitted:Submitted for Approval | Type | 1900x2660mm | Secured by Design, BSI Kitemark, PAS 23, PAS 24 | n/a | n/a | Data | n/a | n/a
DoorSealGasketOptions | n/a | 1900-12-31T23:59:59 | Submitted:Submitted for Approval | Type | 1900x2660mm | Push in flipper seal | n/a | n/a | Data | n/a | n/a
FrameDepthOptions | n/a | 1900-12-31T23:59:59 | Submitted:Submitted for Approval | Type | 1900x2660mm | 58 mm, 70 mm | n/a | n/a | Data | n/a | n/a
FrameFinishOptions | n/a | 1900-12-31T23:59:59 | Submitted:Submitted for Approval | Type | 1900x2660mm | Anodized, Dual colour PPC, Marine grade PPC, Polyester powder coated | n/a | n/a | Data | n/a | n/a
FrameProfileOptions | n/a | 1900-12-31T23:59:59 | Submitted:Submitted for Approval | Type | 1900x2660mm | Flat, Ovolo | n/a | n/a | Data | n/a | n/a
GlassUnitOptions | n/a | 1900-12-31T23:59:59 | Submitted:Submitted for Approval | Type | 1900x2660mm | Double glazed, Triple glazed | n/a | n/a | Data | n/a | n/a
GlazingBeadOptions | n/a | 1900-12-31T23:59:59 | Submitted:Submitted for Approval | Type | 1900x2660mm | Flat, Chamfered | n/a | n/a | Data | n/a | n/a
GlazingBeadPositioning | n/a | 1900-12-31T23:59:59 | Submitted:Submitted for Approval | Type | 1900x2660mm | Internal | n/a | n/a | Data | n/a | n/a
GlazingThicknessOptions | n/a | 1900-12-31T23:59:59 | Submitted:Submitted for Approval | Type | 1900x2660mm | 24-44 mm | n/a | n/a | Data | n/a | n/a
GreenGuideRating | n/a | 1900-12-31T23:59:59 | Submitted:Submitted for Approval | Type | 1900x2660mm | n/a | n/a | n/a | Data | n/a | n/a
LockingOptions | n/a | 1900-12-31T23:59:59 | Submitted:Submitted for Approval | Type | 1900x2660mm | Electric locking | n/a | n/a | Data | n/a | n/a
OpeningOptions | n/a | 1900-12-31T23:59:59 | Submitted:Submitted for Approval | Type | 1900x2660mm | Open in, Open out | n/a | n/a | Data | n/a | n/a
SashSizeOptions | n/a | 1900-12-31T23:59:59 | Submitted:Submitted for Approval | Type | 1900x2660mm | 700-1200 x 1800-2400 mm (w x h) | n/a | n/a | Data | n/a | n/a
ThermalBarrier | n/a | 1900-12-31T23:59:59 | Submitted:Submitted for Approval | Type | 1900x2660mm | Polyamide | n/a | n/a | Data | n/a | n/a
WaterTightness | n/a | 1900-12-31T23:59:59 | Submitted:Submitted for Approval | Type | 1900x2660mm | Class 7A | n/a | n/a | Data | n/a | n/a
WindResistance | n/a | 1900-12-31T23:59:59 | Submitted:Submitted for Approval | Type | 1900x2660mm | Class E2400 | n/a | n/a | Data | n/a | n/a
FrameDepth | n/a | 1900-12-31T23:59:59 | Submitted:Submitted for Approval | Type | 1900x2660mm | 58 | n/a | n/a | Dimensions | n/a | n/a | n/a
FrameThickness | n/a | 1900-12-31T23:59:59 | Submitted:Submitted for Approval | Type | 1900x2660mm | 42 | n/a | n/a | Dimensions | n/a | n/a | n/a
GlazingPanelThickness | n/a | 1900-12-31T23:59:59 | Submitted:Submitted for Approval | Type | 1900x2660mm | 28 | n/a | n/a | Dimensions | n/a | n/a | n/a
LeafFrameThickness | n/a | 1900-12-31T23:59:59 | Submitted:Submitted for Approval | Type | 1900x2660mm | 101 | n/a | n/a | Dimensions | n/a | n/a | n/a
LeafThickness | n/a | 1900-12-31T23:59:59 | Submitted:Submitted for Approval | Type | 1900x2660mm | 70 | n/a | n/a | Dimensions | n/a | n/a | n/a
MeetingStileTolerance | n/a | 1900-12-31T23:59:59 | Submitted:Submitted for Approval | Type | 1900x2660mm | 7 | n/a | n/a | Dimensions | n/a | n/a | n/a
OpeningTolerance | n/a | 1900-12-31T23:59:59 | Submitted:Submitted for Approval | Type | 1900x2660mm | 13 | n/a | n/a | Dimensions | n/a | n/a | n/a
StructuralTolerance | n/a | 1900-12-31T23:59:59 | Submitted:Submitted for Approval | Type | 1900x2660mm | 5 | n/a | n/a | Dimensions | n/a | n/a | n/a
Thickness | n/a | 1900-12-31T23:59:59 | Submitted:Submitted for Approval | Type | 1900x2660mm | 70 | n/a | n/a | Dimensions | n/a | n/a | n/a
ThresholdHeight | n/a | 1900-12-31T23:59:59 | Submitted:Submitted for Approval | Type | 1900x2660mm | 15 | n/a | n/a | Dimensions | n/a | n/a | n/a
FireRating | n/a | 1900-12-31T23:59:59 | Submitted:Submitted for Approval | Type | 1900x2660mm | n/a | n/a | n/a | Fire Protection | n/a | n/a
ManufacturerURL | n/a | 1900-12-31T23:59:59 | Submitted:Submitted for Approval | Type | 1900x2660mm | www.aluk.co.uk | n/a | n/a | General | n/a | n/a
NBSCertification | n/a | 1900-12-31T23:59:59 | Submitted:Submitted for Approval | Type | 1900x2660mm | www.nationalbimlibrary.com/aluk/58bd-double-residential-entrance-door-system-curtain-wall-placement | n/a | n/a | General | n/a | n/a
NBSNote | n/a | 1900-12-31T23:59:59 | Submitted:Submitted for Approval | Type | 1900x2660mm | n/a | n/a | n/a | General | n/a | n/a
NBSOfficeMasterTag | n/a | 1900-12-31T23:59:59 | Submitted:Submitted for Approval | Type | 1900x2660mm | n/a | n/a | n/a | General | n/a | n/a
NBSTypeID | n/a | 1900-12-31T23:59:59 | Submitted:Submitted for Approval | Type | 1900x2660mm | n/a | n/a | n/a | General | n/a | n/a
ProductInformation | n/a | 1900-12-31T23:59:59 | Submitted:Submitted for Approval | Type | 1900x2660mm | www.aluk.co.uk/uploads/files/aluk/product_literature/14/AluK_58BD_Door_System.pdf | n/a | n/a | General | n/a | n/a
Revision | n/a | 1900-12-31T23:59:59 | Submitted:Submitted for Approval | Type | 1900x2660mm | n/a | n/a | n/a | General | n/a | n/a
Uniclass2 | n/a | 1900-12-31T23:59:59 | Submitted:Submitted for Approval | Type | 1900x2660mm | 25-30-20/120 | n/a | n/a | General | n/a | n/a
AdditionalHardware | n/a | 1900-12-31T23:59:59 | Submitted:Submitted for Approval | Type | 1900x2660mm | n/a | n/a | n/a | Identity Data | n/a | n/a
AlternativeDoorsetGlazing | n/a | 1900-12-31T23:59:59 | Submitted:Submitted for Approval | Type | 1900x2660mm | n/a | n/a | n/a | Identity Data | n/a | n/a
AntiFingerTrapRequirement | n/a | 1900-12-31T23:59:59 | Submitted:Submitted for Approval | Type | 1900x2660mm | TRUE | n/a | n/a | Identity Data | n/a | n/a | n/a
Assembly Code | n/a | 1900-12-31T23:59:59 | Submitted:Submitted for Approval | Type | 1900x2660mm |  | n/a | n/a | Identity Data | n/a | n/a
Assembly Description | n/a | 1900-12-31T23:59:59 | Submitted:Submitted for Approval | Type | 1900x2660mm |  | n/a | n/a | Identity Data | n/a | n/a
Author | n/a | 1900-12-31T23:59:59 | Submitted:Submitted for Approval | Type | 1900x2660mm | NBS | n/a | n/a | Identity Data | n/a | n/a
BIMObjectName | n/a | 1900-12-31T23:59:59 | Submitted:Submitted for Approval | Type | 1900x2660mm | NBS_AluK_DoorsetSystem_58BDDoubleDoorSystem_1800x2200mm | n/a | n/a | Identity Data | n/a | n/a
CloserOptions | n/a | 1900-12-31T23:59:59 | Submitted:Submitted for Approval | Type | 1900x2660mm | Not part of system, retro fit by others | n/a | n/a | Identity Data | n/a | n/a
ComponentNumber | n/a | 1900-12-31T23:59:59 | Submitted:Submitted for Approval | Type | 1900x2660mm | n/a | n/a | n/a | Identity Data | n/a | n/a
Configuration | n/a | 1900-12-31T23:59:59 | Submitted:Submitted for Approval | Type | 1900x2660mm | Double leaf, single action | n/a | n/a | Identity Data | n/a | n/a
Description | n/a | 1900-12-31T23:59:59 | Submitted:Submitted for Approval | Type | 1900x2660mm | 58BD aluminium door system | n/a | n/a | Identity Data | n/a | n/a
DoorNumber | n/a | 1900-12-31T23:59:59 | Submitted:Submitted for Approval | Type | 1900x2660mm | n/a | n/a | n/a | Identity Data | n/a | n/a
DoorSeal | n/a | 1900-12-31T23:59:59 | Submitted:Submitted for Approval | Type | 1900x2660mm | TRUE | n/a | n/a | Identity Data | n/a | n/a | n/a
DoorsetFasteners | n/a | 1900-12-31T23:59:59 | Submitted:Submitted for Approval | Type | 1900x2660mm | n/a | n/a | n/a | Identity Data | n/a | n/a
DoorsetType | n/a | 1900-12-31T23:59:59 | Submitted:Submitted for Approval | Type | 1900x2660mm | Aluminium | n/a | n/a | Identity Data | n/a | n/a
ElectronicLock | n/a | 1900-12-31T23:59:59 | Submitted:Submitted for Approval | Type | 1900x2660mm | n/a | n/a | n/a | Identity Data | n/a | n/a | n/a
FloorFinish | n/a | 1900-12-31T23:59:59 | Submitted:Submitted for Approval | Type | 1900x2660mm | n/a | n/a | n/a | Identity Data | n/a | n/a
FrameFinish | n/a | 1900-12-31T23:59:59 | Submitted:Submitted for Approval | Type | 1900x2660mm | n/a | n/a | n/a | Identity Data | n/a | n/a
FrameMaterial | n/a | 1900-12-31T23:59:59 | Submitted:Submitted for Approval | Type | 1900x2660mm | Aluminium grade 6063 T6 | n/a | n/a | Identity Data | n/a | n/a
FrameRevealFiller | n/a | 1900-12-31T23:59:59 | Submitted:Submitted for Approval | Type | 1900x2660mm | n/a | n/a | n/a | Identity Data | n/a | n/a
FrameSeal | n/a | 1900-12-31T23:59:59 | Submitted:Submitted for Approval | Type | 1900x2660mm | n/a | n/a | n/a | Identity Data | n/a | n/a | n/a
Handing | n/a | 1900-12-31T23:59:59 | Submitted:Submitted for Approval | Type | 1900x2660mm | n/a | n/a | n/a | Identity Data | n/a | n/a
HardwareSet | n/a | 1900-12-31T23:59:59 | Submitted:Submitted for Approval | Type | 1900x2660mm | Multi-point locking | n/a | n/a | Identity Data | n/a | n/a
HeadDetail | n/a | 1900-12-31T23:59:59 | Submitted:Submitted for Approval | Type | 1900x2660mm | n/a | n/a | n/a | Identity Data | n/a | n/a
HoldOpen | n/a | 1900-12-31T23:59:59 | Submitted:Submitted for Approval | Type | 1900x2660mm | n/a | n/a | n/a | Identity Data | n/a | n/a | n/a
JambDetail | n/a | 1900-12-31T23:59:59 | Submitted:Submitted for Approval | Type | 1900x2660mm | n/a | n/a | n/a | Identity Data | n/a | n/a
KeySuiting | n/a | 1900-12-31T23:59:59 | Submitted:Submitted for Approval | Type | 1900x2660mm | n/a | n/a | n/a | Identity Data | n/a | n/a
LeafFacing | n/a | 1900-12-31T23:59:59 | Submitted:Submitted for Approval | Type | 1900x2660mm | n/a | n/a | n/a | Identity Data | n/a | n/a
LeafSwing | n/a | 1900-12-31T23:59:59 | Submitted:Submitted for Approval | Type | 1900x2660mm | n/a | n/a | n/a | Identity Data | n/a | n/a
Manufacturer | n/a | 1900-12-31T23:59:59 | Submitted:Submitted for Approval | Type | 1900x2660mm | AluK (GB) Ltd | n/a | n/a | Identity Data | n/a | n/a
ModelReference | n/a | 1900-12-31T23:59:59 | Submitted:Submitted for Approval | Type | 1900x2660mm | Residential Entrance Door System | n/a | n/a | Identity Data | n/a | n/a
NBSDescription | n/a | 1900-12-31T23:59:59 | Submitted:Submitted for Approval | Type | 1900x2660mm | Doorset system | n/a | n/a | Identity Data | n/a | n/a
NBSReference | n/a | 1900-12-31T23:59:59 | Submitted:Submitted for Approval | Type | 1900x2660mm | 25-50-20/120 | n/a | n/a | Identity Data | n/a | n/a
OmniClass Number | n/a | 1900-12-31T23:59:59 | Submitted:Submitted for Approval | Type | 1900x2660mm |  | n/a | n/a | Identity Data | n/a | n/a
OmniClass Title | n/a | 1900-12-31T23:59:59 | Submitted:Submitted for Approval | Type | 1900x2660mm |  | n/a | n/a | Identity Data | n/a | n/a
OpeningMechanism | n/a | 1900-12-31T23:59:59 | Submitted:Submitted for Approval | Type | 1900x2660mm | n/a | n/a | n/a | Identity Data | n/a | n/a | n/a
OverPanels | n/a | 1900-12-31T23:59:59 | Submitted:Submitted for Approval | Type | 1900x2660mm | n/a | n/a | n/a | Identity Data | n/a | n/a
SidePanels | n/a | 1900-12-31T23:59:59 | Submitted:Submitted for Approval | Type | 1900x2660mm | n/a | n/a | n/a | Identity Data | n/a | n/a
SignageFire | n/a | 1900-12-31T23:59:59 | Submitted:Submitted for Approval | Type | 1900x2660mm | n/a | n/a | n/a | Identity Data | n/a | n/a
SignageSecurity | n/a | 1900-12-31T23:59:59 | Submitted:Submitted for Approval | Type | 1900x2660mm | n/a | n/a | n/a | Identity Data | n/a | n/a
SignageWayfinding | n/a | 1900-12-31T23:59:59 | Submitted:Submitted for Approval | Type | 1900x2660mm | n/a | n/a | n/a | Identity Data | n/a | n/a
SystemAccessories | n/a | 1900-12-31T23:59:59 | Submitted:Submitted for Approval | Type | 1900x2660mm | Low threshold to meet Building Regulations (E&W) Approved Document M | n/a | n/a | Identity Data | n/a | n/a
ThresholdBase | n/a | 1900-12-31T23:59:59 | Submitted:Submitted for Approval | Type | 1900x2660mm | n/a | n/a | n/a | Identity Data | n/a | n/a
ThresholdStripping | n/a | 1900-12-31T23:59:59 | Submitted:Submitted for Approval | Type | 1900x2660mm | n/a | n/a | n/a | Identity Data | n/a | n/a | n/a
Trim | n/a | 1900-12-31T23:59:59 | Submitted:Submitted for Approval | Type | 1900x2660mm | n/a | n/a | n/a | Identity Data | n/a | n/a
Type Mark | n/a | 1900-12-31T23:59:59 | Submitted:Submitted for Approval | Type | 1900x2660mm | 174 | n/a | n/a | Identity Data | n/a | n/a
Version | n/a | 1900-12-31T23:59:59 | Submitted:Submitted for Approval | Type | 1900x2660mm | 4 | n/a | n/a | Identity Data | n/a | n/a
Frame/MullionMaterial | n/a | 1900-12-31T23:59:59 | Submitted:Submitted for Approval | Type | 1900x2660mm | NBS_Concept | n/a | n/a | Materials and Finishes | n/a | n/a
GlazingPanelMaterial | n/a | 1900-12-31T23:59:59 | Submitted:Submitted for Approval | Type | 1900x2660mm | NBS_Glass | n/a | n/a | Materials and Finishes | n/a | n/a
LeafMaterial | n/a | 1900-12-31T23:59:59 | Submitted:Submitted for Approval | Type | 1900x2660mm | NBS_Concept | n/a | n/a | Materials and Finishes | n/a | n/a
ThresholdMaterial | n/a | 1900-12-31T23:59:59 | Submitted:Submitted for Approval | Type | 1900x2660mm | NBS_Concept | n/a | n/a | Materials and Finishes | n/a | n/a
AccessibilityPerformance | n/a | 1900-12-31T23:59:59 | Submitted:Submitted for Approval | Type | 1900x2660mm | n/a | n/a | n/a | Other | n/a | n/a
AssetIdentifier | n/a | 1900-12-31T23:59:59 | Submitted:Submitted for Approval | Type | 1900x2660mm | n/a | n/a | n/a | Other | n/a | n/a
AssetType | n/a | 1900-12-31T23:59:59 | Submitted:Submitted for Approval | Type | 1900x2660mm | Fixed | n/a | n/a | Other | n/a | n/a
BarCode | n/a | 1900-12-31T23:59:59 | Submitted:Submitted for Approval | Type | 1900x2660mm | n/a | n/a | n/a | Other | n/a | n/a
Category | n/a | 1900-12-31T23:59:59 | Submitted:Submitted for Approval | Type | 1900x2660mm | n/a | n/a | n/a | Other | n/a | n/a
CodePerformance | n/a | 1900-12-31T23:59:59 | Submitted:Submitted for Approval | Type | 1900x2660mm | n/a | n/a | n/a | Other | n/a | n/a
Color | n/a | 1900-12-31T23:59:59 | Submitted:Submitted for Approval | Type | 1900x2660mm | n/a | n/a | n/a | Other | n/a | n/a
Constituents | n/a | 1900-12-31T23:59:59 | Submitted:Submitted for Approval | Type | 1900x2660mm | n/a | n/a | n/a | Other | n/a | n/a
DurationUnit | n/a | 1900-12-31T23:59:59 | Submitted:Submitted for Approval | Type | 1900x2660mm | year | n/a | n/a | Other | n/a | n/a
ExpectedLife | n/a | 1900-12-31T23:59:59 | Submitted:Submitted for Approval | Type | 1900x2660mm | n/a | n/a | n/a | Other | n/a | n/a
Features | n/a | 1900-12-31T23:59:59 | Submitted:Submitted for Approval | Type | 1900x2660mm | Available in single or dual colour, Cloaking feature conceals lock and prevents any access to locking points | n/a | n/a | Other | n/a | n/a
Finish | n/a | 1900-12-31T23:59:59 | Submitted:Submitted for Approval | Type | 1900x2660mm | n/a | n/a | n/a | Other | n/a | n/a
Grade | n/a | 1900-12-31T23:59:59 | Submitted:Submitted for Approval | Type | 1900x2660mm | n/a | n/a | n/a | Other | n/a | n/a
InstallationDate | n/a | 1900-12-31T23:59:59 | Submitted:Submitted for Approval | Type | 1900x2660mm | 12/31/1900 23:59:59 | n/a | n/a | Other | n/a | n/a
Material | n/a | 1900-12-31T23:59:59 | Submitted:Submitted for Approval | Type | 1900x2660mm | Aluminium | n/a | n/a | Other | n/a | n/a
ModelNumber | n/a | 1900-12-31T23:59:59 | Submitted:Submitted for Approval | Type | 1900x2660mm | 58BD | n/a | n/a | Other | n/a | n/a
Name | n/a | 1900-12-31T23:59:59 | Submitted:Submitted for Approval | Type | 1900x2660mm | DoorsetSystem_58BDDoubleDoorSystem_1800x2200mm_AluK | n/a | n/a | Other | n/a | n/a
NominalLength | n/a | 1900-12-31T23:59:59 | Submitted:Submitted for Approval | Type | 1900x2660mm | 0 | n/a | n/a | Other | n/a | n/a | n/a
ReplacementCost | n/a | 1900-12-31T23:59:59 | Submitted:Submitted for Approval | Type | 1900x2660mm | n/a | n/a | n/a | Other | n/a | n/a
SerialNumber | n/a | 1900-12-31T23:59:59 | Submitted:Submitted for Approval | Type | 1900x2660mm | n/a | n/a | n/a | Other | n/a | n/a
Shape | n/a | 1900-12-31T23:59:59 | Submitted:Submitted for Approval | Type | 1900x2660mm | n/a | n/a | n/a | Other | n/a | n/a
Size | n/a | 1900-12-31T23:59:59 | Submitted:Submitted for Approval | Type | 1900x2660mm | 1800 x 2200 mm | n/a | n/a | Other | n/a | n/a
SustainabilityPerformance | n/a | 1900-12-31T23:59:59 | Submitted:Submitted for Approval | Type | 1900x2660mm | n/a | n/a | n/a | Other | n/a | n/a
TagNumber | n/a | 1900-12-31T23:59:59 | Submitted:Submitted for Approval | Type | 1900x2660mm | n/a | n/a | n/a | Other | n/a | n/a
WarrantyDescription | n/a | 1900-12-31T23:59:59 | Submitted:Submitted for Approval | Type | 1900x2660mm | n/a | n/a | n/a | Other | n/a | n/a
WarrantyDurationLabor | n/a | 1900-12-31T23:59:59 | Submitted:Submitted for Approval | Type | 1900x2660mm | n/a | n/a | n/a | Other | n/a | n/a
WarrantyDurationParts | n/a | 1900-12-31T23:59:59 | Submitted:Submitted for Approval | Type | 1900x2660mm | n/a | n/a | n/a | Other | n/a | n/a
WarrantyDurationUnit | n/a | 1900-12-31T23:59:59 | Submitted:Submitted for Approval | Type | 1900x2660mm | year | n/a | n/a | Other | n/a | n/a
WarrantyGuarantorLabor | n/a | 1900-12-31T23:59:59 | Submitted:Submitted for Approval | Type | 1900x2660mm | n/a | n/a | n/a | Other | n/a | n/a
WarrantyGuarantorParts | n/a | 1900-12-31T23:59:59 | Submitted:Submitted for Approval | Type | 1900x2660mm | n/a | n/a | n/a | Other | n/a | n/a
WarrantyStartDate | n/a | 1900-12-31T23:59:59 | Submitted:Submitted for Approval | Type | 1900x2660mm | 12/31/1900 23:59:59 | n/a | n/a | Other | n/a | n/a
JambOffesetCalc | n/a | 1900-12-31T23:59:59 | Submitted:Submitted for Approval | Component | NBS_AluK_DrsetSym_58BDDoubleDoorSystem_Door-CurtainWall:1900x2660mm:357512 | 19 | n/a | n/a | Constraints | n/a | n/a | n/a
MullionInsertDepth | n/a | 1900-12-31T23:59:59 | Submitted:Submitted for Approval | Component | NBS_AluK_DrsetSym_58BDDoubleDoorSystem_Door-CurtainWall:1900x2660mm:357512 | 14 | n/a | n/a | Constraints | n/a | n/a | n/a
DoorCentreOffset | n/a | 1900-12-31T23:59:59 | Submitted:Submitted for Approval | Component | NBS_AluK_DrsetSym_58BDDoubleDoorSystem_Door-CurtainWall:1900x2660mm:357512 | 8.5 | n/a | n/a | Dimensions | n/a | n/a | n/a
GlazingPanel1Height | n/a | 1900-12-31T23:59:59 | Submitted:Submitted for Approval | Component | NBS_AluK_DrsetSym_58BDDoubleDoorSystem_Door-CurtainWall:1900x2660mm:357512 | 2435.5003 | n/a | n/a | Dimensions | n/a | n/a | n/a
GlazingPanelWidth | n/a | 1900-12-31T23:59:59 | Submitted:Submitted for Approval | Component | NBS_AluK_DrsetSym_58BDDoubleDoorSystem_Door-CurtainWall:1900x2660mm:357512 | 731.5003 | n/a | n/a | Dimensions | n/a | n/a | n/a
Height | n/a | 1900-12-31T23:59:59 | Submitted:Submitted for Approval | Component | NBS_AluK_DrsetSym_58BDDoubleDoorSystem_Door-CurtainWall:1900x2660mm:357512 | 2660.0003 | n/a | n/a | Dimensions | n/a | n/a | n/a
LeafHeight | n/a | 1900-12-31T23:59:59 | Submitted:Submitted for Approval | Component | NBS_AluK_DrsetSym_58BDDoubleDoorSystem_Door-CurtainWall:1900x2660mm:357512 | 2613.5003 | n/a | n/a | Dimensions | n/a | n/a | n/a
MainLeafWidth | n/a | 1900-12-31T23:59:59 | Submitted:Submitted for Approval | Component | NBS_AluK_DrsetSym_58BDDoubleDoorSystem_Door-CurtainWall:1900x2660mm:357512 | 909.5003 | n/a | n/a | Dimensions | n/a | n/a | n/a
StructuralOpeningHeight | n/a | 1900-12-31T23:59:59 | Submitted:Submitted for Approval | Component | NBS_AluK_DrsetSym_58BDDoubleDoorSystem_Door-CurtainWall:1900x2660mm:357512 | 2660.0003 | n/a | n/a | Dimensions | n/a | n/a | n/a
StructuralOpeningWidth | n/a | 1900-12-31T23:59:59 | Submitted:Submitted for Approval | Component | NBS_AluK_DrsetSym_58BDDoubleDoorSystem_Door-CurtainWall:1900x2660mm:357512 | 1900.0007 | n/a | n/a | Dimensions | n/a | n/a | n/a
Width | n/a | 1900-12-31T23:59:59 | Submitted:Submitted for Approval | Component | NBS_AluK_DrsetSym_58BDDoubleDoorSystem_Door-CurtainWall:1900x2660mm:357512 | 1900.0007 | n/a | n/a | Dimensions | n/a | n/a | n/a
Mark | n/a | 1900-12-31T23:59:59 | Submitted:Submitted for Approval | Component | NBS_AluK_DrsetSym_58BDDoubleDoorSystem_Door-CurtainWall:1900x2660mm:357512 | 12 | n/a | n/a | Identity Data | n/a | n/a
NominalHeight | n/a | 1900-12-31T23:59:59 | Submitted:Submitted for Approval | Component | NBS_AluK_DrsetSym_58BDDoubleDoorSystem_Door-CurtainWall:1900x2660mm:357512 | 2660.0003 | n/a | n/a | Other | n/a | n/a | n/a
NominalWidth | n/a | 1900-12-31T23:59:59 | Submitted:Submitted for Approval | Component | NBS_AluK_DrsetSym_58BDDoubleDoorSystem_Door-CurtainWall:1900x2660mm:357512 | 1900.0007 | n/a | n/a | Other | n/a | n/a | n/a
Phase Created | n/a | 1900-12-31T23:59:59 | Submitted:Submitted for Approval | Component | NBS_AluK_DrsetSym_58BDDoubleDoorSystem_Door-CurtainWall:1900x2660mm:357512 | New Construction | n/a | n/a | Phasing | n/a | n/a
Reference | n/a | 1900-12-31T23:59:59 | Submitted:Submitted for Approval | Component | NBS_AluK_DrsetSym_58BDDoubleDoorSystem_Door-CurtainWall:1900x2660mm:357512 | n/a | n/a | n/a | Pset_BuildingElementProxyCommon | n/a | n/a
ModelReference | n/a | 1900-12-31T23:59:59 | Submitted:Submitted for Approval | Component | NBS_AluK_DrsetSym_58BDDoubleDoorSystem_Door-CurtainWall:1900x2660mm:357512 | Residential Entrance Door System | n/a | n/a | Pset_ManufacturerTypeInformation | n/a | n/a
Manufacturer | n/a | 1900-12-31T23:59:59 | Submitted:Submitted for Approval | Component | NBS_AluK_DrsetSym_58BDDoubleDoorSystem_Door-CurtainWall:1900x2660mm:357512 | AluK (GB) Ltd | n/a | n/a | Pset_ManufacturerTypeInformation | n/a | n/a
JambOffesetCalc | n/a | 1900-12-31T23:59:59 | Submitted:Submitted for Approval | Component | NBS_AluK_DrsetSym_58BDDoubleDoorSystem_Door-CurtainWall:1900x2660mm:365321 | 19 | n/a | n/a | Constraints | n/a | n/a | n/a
MullionInsertDepth | n/a | 1900-12-31T23:59:59 | Submitted:Submitted for Approval | Component | NBS_AluK_DrsetSym_58BDDoubleDoorSystem_Door-CurtainWall:1900x2660mm:365321 | 14 | n/a | n/a | Constraints | n/a | n/a | n/a
DoorCentreOffset | n/a | 1900-12-31T23:59:59 | Submitted:Submitted for Approval | Component | NBS_AluK_DrsetSym_58BDDoubleDoorSystem_Door-CurtainWall:1900x2660mm:365321 | 8.5 | n/a | n/a | Dimensions | n/a | n/a | n/a
GlazingPanel1Height | n/a | 1900-12-31T23:59:59 | Submitted:Submitted for Approval | Component | NBS_AluK_DrsetSym_58BDDoubleDoorSystem_Door-CurtainWall:1900x2660mm:365321 | 2435.5003 | n/a | n/a | Dimensions | n/a | n/a | n/a
GlazingPanelWidth | n/a | 1900-12-31T23:59:59 | Submitted:Submitted for Approval | Component | NBS_AluK_DrsetSym_58BDDoubleDoorSystem_Door-CurtainWall:1900x2660mm:365321 | 731.5003 | n/a | n/a | Dimensions | n/a | n/a | n/a
Height | n/a | 1900-12-31T23:59:59 | Submitted:Submitted for Approval | Component | NBS_AluK_DrsetSym_58BDDoubleDoorSystem_Door-CurtainWall:1900x2660mm:365321 | 2660.0003 | n/a | n/a | Dimensions | n/a | n/a | n/a
LeafHeight | n/a | 1900-12-31T23:59:59 | Submitted:Submitted for Approval | Component | NBS_AluK_DrsetSym_58BDDoubleDoorSystem_Door-CurtainWall:1900x2660mm:365321 | 2613.5003 | n/a | n/a | Dimensions | n/a | n/a | n/a
MainLeafWidth | n/a | 1900-12-31T23:59:59 | Submitted:Submitted for Approval | Component | NBS_AluK_DrsetSym_58BDDoubleDoorSystem_Door-CurtainWall:1900x2660mm:365321 | 909.5003 | n/a | n/a | Dimensions | n/a | n/a | n/a
StructuralOpeningHeight | n/a | 1900-12-31T23:59:59 | Submitted:Submitted for Approval | Component | NBS_AluK_DrsetSym_58BDDoubleDoorSystem_Door-CurtainWall:1900x2660mm:365321 | 2660.0003 | n/a | n/a | Dimensions | n/a | n/a | n/a
StructuralOpeningWidth | n/a | 1900-12-31T23:59:59 | Submitted:Submitted for Approval | Component | NBS_AluK_DrsetSym_58BDDoubleDoorSystem_Door-CurtainWall:1900x2660mm:365321 | 1900.0007 | n/a | n/a | Dimensions | n/a | n/a | n/a
Width | n/a | 1900-12-31T23:59:59 | Submitted:Submitted for Approval | Component | NBS_AluK_DrsetSym_58BDDoubleDoorSystem_Door-CurtainWall:1900x2660mm:365321 | 1900.0007 | n/a | n/a | Dimensions | n/a | n/a | n/a
Mark | n/a | 1900-12-31T23:59:59 | Submitted:Submitted for Approval | Component | NBS_AluK_DrsetSym_58BDDoubleDoorSystem_Door-CurtainWall:1900x2660mm:365321 | 13 | n/a | n/a | Identity Data | n/a | n/a
NominalHeight | n/a | 1900-12-31T23:59:59 | Submitted:Submitted for Approval | Component | NBS_AluK_DrsetSym_58BDDoubleDoorSystem_Door-CurtainWall:1900x2660mm:365321 | 2660.0003 | n/a | n/a | Other | n/a | n/a | n/a
NominalWidth | n/a | 1900-12-31T23:59:59 | Submitted:Submitted for Approval | Component | NBS_AluK_DrsetSym_58BDDoubleDoorSystem_Door-CurtainWall:1900x2660mm:365321 | 1900.0007 | n/a | n/a | Other | n/a | n/a | n/a
Phase Created | n/a | 1900-12-31T23:59:59 | Submitted:Submitted for Approval | Component | NBS_AluK_DrsetSym_58BDDoubleDoorSystem_Door-CurtainWall:1900x2660mm:365321 | New Construction | n/a | n/a | Phasing | n/a | n/a
Reference | n/a | 1900-12-31T23:59:59 | Submitted:Submitted for Approval | Component | NBS_AluK_DrsetSym_58BDDoubleDoorSystem_Door-CurtainWall:1900x2660mm:365321 | n/a | n/a | n/a | Pset_BuildingElementProxyCommon | n/a | n/a
ModelReference | n/a | 1900-12-31T23:59:59 | Submitted:Submitted for Approval | Component | NBS_AluK_DrsetSym_58BDDoubleDoorSystem_Door-CurtainWall:1900x2660mm:365321 | Residential Entrance Door System | n/a | n/a | Pset_ManufacturerTypeInformation | n/a | n/a
Manufacturer | n/a | 1900-12-31T23:59:59 | Submitted:Submitted for Approval | Component | NBS_AluK_DrsetSym_58BDDoubleDoorSystem_Door-CurtainWall:1900x2660mm:365321 | AluK (GB) Ltd | n/a | n/a | Pset_ManufacturerTypeInformation | n/a | n/a
JambOffesetCalc | n/a | 1900-12-31T23:59:59 | Submitted:Submitted for Approval | Component | NBS_AluK_DrsetSym_58BDDoubleDoorSystem_Door-CurtainWall:1900x2660mm:365417 | 19 | n/a | n/a | Constraints | n/a | n/a | n/a
MullionInsertDepth | n/a | 1900-12-31T23:59:59 | Submitted:Submitted for Approval | Component | NBS_AluK_DrsetSym_58BDDoubleDoorSystem_Door-CurtainWall:1900x2660mm:365417 | 14 | n/a | n/a | Constraints | n/a | n/a | n/a
DoorCentreOffset | n/a | 1900-12-31T23:59:59 | Submitted:Submitted for Approval | Component | NBS_AluK_DrsetSym_58BDDoubleDoorSystem_Door-CurtainWall:1900x2660mm:365417 | 8.5 | n/a | n/a | Dimensions | n/a | n/a | n/a
GlazingPanel1Height | n/a | 1900-12-31T23:59:59 | Submitted:Submitted for Approval | Component | NBS_AluK_DrsetSym_58BDDoubleDoorSystem_Door-CurtainWall:1900x2660mm:365417 | 2435.5003 | n/a | n/a | Dimensions | n/a | n/a | n/a
GlazingPanelWidth | n/a | 1900-12-31T23:59:59 | Submitted:Submitted for Approval | Component | NBS_AluK_DrsetSym_58BDDoubleDoorSystem_Door-CurtainWall:1900x2660mm:365417 | 731.5003 | n/a | n/a | Dimensions | n/a | n/a | n/a
Height | n/a | 1900-12-31T23:59:59 | Submitted:Submitted for Approval | Component | NBS_AluK_DrsetSym_58BDDoubleDoorSystem_Door-CurtainWall:1900x2660mm:365417 | 2660.0003 | n/a | n/a | Dimensions | n/a | n/a | n/a
LeafHeight | n/a | 1900-12-31T23:59:59 | Submitted:Submitted for Approval | Component | NBS_AluK_DrsetSym_58BDDoubleDoorSystem_Door-CurtainWall:1900x2660mm:365417 | 2613.5003 | n/a | n/a | Dimensions | n/a | n/a | n/a
MainLeafWidth | n/a | 1900-12-31T23:59:59 | Submitted:Submitted for Approval | Component | NBS_AluK_DrsetSym_58BDDoubleDoorSystem_Door-CurtainWall:1900x2660mm:365417 | 909.5003 | n/a | n/a | Dimensions | n/a | n/a | n/a
StructuralOpeningHeight | n/a | 1900-12-31T23:59:59 | Submitted:Submitted for Approval | Component | NBS_AluK_DrsetSym_58BDDoubleDoorSystem_Door-CurtainWall:1900x2660mm:365417 | 2660.0003 | n/a | n/a | Dimensions | n/a | n/a | n/a
StructuralOpeningWidth | n/a | 1900-12-31T23:59:59 | Submitted:Submitted for Approval | Component | NBS_AluK_DrsetSym_58BDDoubleDoorSystem_Door-CurtainWall:1900x2660mm:365417 | 1900.0007 | n/a | n/a | Dimensions | n/a | n/a | n/a
Width | n/a | 1900-12-31T23:59:59 | Submitted:Submitted for Approval | Component | NBS_AluK_DrsetSym_58BDDoubleDoorSystem_Door-CurtainWall:1900x2660mm:365417 | 1900.0007 | n/a | n/a | Dimensions | n/a | n/a | n/a
Mark | n/a | 1900-12-31T23:59:59 | Submitted:Submitted for Approval | Component | NBS_AluK_DrsetSym_58BDDoubleDoorSystem_Door-CurtainWall:1900x2660mm:365417 | 11 | n/a | n/a | Identity Data | n/a | n/a
NominalHeight | n/a | 1900-12-31T23:59:59 | Submitted:Submitted for Approval | Component | NBS_AluK_DrsetSym_58BDDoubleDoorSystem_Door-CurtainWall:1900x2660mm:365417 | 2660.0003 | n/a | n/a | Other | n/a | n/a | n/a
NominalWidth | n/a | 1900-12-31T23:59:59 | Submitted:Submitted for Approval | Component | NBS_AluK_DrsetSym_58BDDoubleDoorSystem_Door-CurtainWall:1900x2660mm:365417 | 1900.0007 | n/a | n/a | Other | n/a | n/a | n/a
Phase Created | n/a | 1900-12-31T23:59:59 | Submitted:Submitted for Approval | Component | NBS_AluK_DrsetSym_58BDDoubleDoorSystem_Door-CurtainWall:1900x2660mm:365417 | New Construction | n/a | n/a | Phasing | n/a | n/a
Reference | n/a | 1900-12-31T23:59:59 | Submitted:Submitted for Approval | Component | NBS_AluK_DrsetSym_58BDDoubleDoorSystem_Door-CurtainWall:1900x2660mm:365417 | n/a | n/a | n/a | Pset_BuildingElementProxyCommon | n/a | n/a
ModelReference | n/a | 1900-12-31T23:59:59 | Submitted:Submitted for Approval | Component | NBS_AluK_DrsetSym_58BDDoubleDoorSystem_Door-CurtainWall:1900x2660mm:365417 | Residential Entrance Door System | n/a | n/a | Pset_ManufacturerTypeInformation | n/a | n/a
Manufacturer | n/a | 1900-12-31T23:59:59 | Submitted:Submitted for Approval | Component | NBS_AluK_DrsetSym_58BDDoubleDoorSystem_Door-CurtainWall:1900x2660mm:365417 | AluK (GB) Ltd | n/a | n/a | Pset_ManufacturerTypeInformation | n/a | n/a
b | n/a | 1900-12-31T23:59:59 | Submitted:Submitted for Approval | Type | 200 X 400 | 200 | n/a | n/a | Dimensions | n/a | n/a | n/a
d | n/a | 1900-12-31T23:59:59 | Submitted:Submitted for Approval | Type | 200 X 400 | 400 | n/a | n/a | Dimensions | n/a | n/a | n/a
Assembly Code | n/a | 1900-12-31T23:59:59 | Submitted:Submitted for Approval | Type | 200 X 400 |  | n/a | n/a | Identity Data | n/a | n/a
Assembly Description | n/a | 1900-12-31T23:59:59 | Submitted:Submitted for Approval | Type | 200 X 400 |  | n/a | n/a | Identity Data | n/a | n/a
Keynote | n/a | 1900-12-31T23:59:59 | Submitted:Submitted for Approval | Type | 200 X 400 | G20 | n/a | n/a | Identity Data | n/a | n/a
OmniClass Number | n/a | 1900-12-31T23:59:59 | Submitted:Submitted for Approval | Type | 200 X 400 |  | n/a | n/a | Identity Data | n/a | n/a
OmniClass Title | n/a | 1900-12-31T23:59:59 | Submitted:Submitted for Approval | Type | 200 X 400 |  | n/a | n/a | Identity Data | n/a | n/a
A | n/a | 1900-12-31T23:59:59 | Submitted:Submitted for Approval | Type | 200 X 400 | 0.01952 | n/a | n/a | Structural | n/a | n/a | n/a
Reference | n/a | 1900-12-31T23:59:59 | Submitted:Submitted for Approval | Component | Timber:200 X 400:138009 | 200 X 400 | n/a | n/a | Pset_ColumnCommon | n/a | n/a
LoadBearing | n/a | 1900-12-31T23:59:59 | Submitted:Submitted for Approval | Component | Timber:200 X 400:138009 | TRUE | n/a | n/a | Pset_ColumnCommon | n/a | n/a | n/a
IsExternal | n/a | 1900-12-31T23:59:59 | Submitted:Submitted for Approval | Component | Timber:200 X 400:138009 | n/a | n/a | n/a | Pset_ColumnCommon | n/a | n/a | n/a
Base Level | n/a | 1900-12-31T23:59:59 | Submitted:Submitted for Approval | Component | Timber:200 X 400:138009 | Level: Ground Floor | n/a | n/a | Constraints | n/a | n/a
Base Offset | n/a | 1900-12-31T23:59:59 | Submitted:Submitted for Approval | Component | Timber:200 X 400:138009 | 0 | n/a | n/a | Constraints | n/a | n/a | n/a
Column Location Mark | n/a | 1900-12-31T23:59:59 | Submitted:Submitted for Approval | Component | Timber:200 X 400:138009 | B-6 | n/a | n/a | Constraints | n/a | n/a
Column Style | n/a | 1900-12-31T23:59:59 | Submitted:Submitted for Approval | Component | Timber:200 X 400:138009 | Vertical | n/a | n/a | Constraints | n/a | n/a
Moves With Grids | n/a | 1900-12-31T23:59:59 | Submitted:Submitted for Approval | Component | Timber:200 X 400:138009 | TRUE | n/a | n/a | Constraints | n/a | n/a | n/a
Top Level | n/a | 1900-12-31T23:59:59 | Submitted:Submitted for Approval | Component | Timber:200 X 400:138009 | Level: Roof Over Main Beams | n/a | n/a | Constraints | n/a | n/a
Top Offset | n/a | 1900-12-31T23:59:59 | Submitted:Submitted for Approval | Component | Timber:200 X 400:138009 | 0 | n/a | n/a | Constraints | n/a | n/a | n/a
Volume | n/a | 1900-12-31T23:59:59 | Submitted:Submitted for Approval | Component | Timber:200 X 400:138009 | 0.32 | n/a | n/a | Dimensions | n/a | n/a | n/a
Structural Material | n/a | 1900-12-31T23:59:59 | Submitted:Submitted for Approval | Component | Timber:200 X 400:138009 | Wood - Dimensional Lumber | n/a | n/a | Materials and Finishes | n/a | n/a
Phase Created | n/a | 1900-12-31T23:59:59 | Submitted:Submitted for Approval | Component | Timber:200 X 400:138009 | New Construction | n/a | n/a | Phasing | n/a | n/a
Enable Analytical Model | n/a | 1900-12-31T23:59:59 | Submitted:Submitted for Approval | Component | Timber:200 X 400:138009 | TRUE | n/a | n/a | Structural | n/a | n/a | n/a
Reference | n/a | 1900-12-31T23:59:59 | Submitted:Submitted for Approval | Component | Timber:200 X 400:138189 | 200 X 400 | n/a | n/a | Pset_ColumnCommon | n/a | n/a
LoadBearing | n/a | 1900-12-31T23:59:59 | Submitted:Submitted for Approval | Component | Timber:200 X 400:138189 | TRUE | n/a | n/a | Pset_ColumnCommon | n/a | n/a | n/a
IsExternal | n/a | 1900-12-31T23:59:59 | Submitted:Submitted for Approval | Component | Timber:200 X 400:138189 | n/a | n/a | n/a | Pset_ColumnCommon | n/a | n/a | n/a
Base Level | n/a | 1900-12-31T23:59:59 | Submitted:Submitted for Approval | Component | Timber:200 X 400:138189 | Level: Ground Floor | n/a | n/a | Constraints | n/a | n/a
Base Offset | n/a | 1900-12-31T23:59:59 | Submitted:Submitted for Approval | Component | Timber:200 X 400:138189 | 0 | n/a | n/a | Constraints | n/a | n/a | n/a
Column Location Mark | n/a | 1900-12-31T23:59:59 | Submitted:Submitted for Approval | Component | Timber:200 X 400:138189 | B-5 | n/a | n/a | Constraints | n/a | n/a
Column Style | n/a | 1900-12-31T23:59:59 | Submitted:Submitted for Approval | Component | Timber:200 X 400:138189 | Vertical | n/a | n/a | Constraints | n/a | n/a
Moves With Grids | n/a | 1900-12-31T23:59:59 | Submitted:Submitted for Approval | Component | Timber:200 X 400:138189 | TRUE | n/a | n/a | Constraints | n/a | n/a | n/a
Top Level | n/a | 1900-12-31T23:59:59 | Submitted:Submitted for Approval | Component | Timber:200 X 400:138189 | Level: Roof Over Main Beams | n/a | n/a | Constraints | n/a | n/a
Top Offset | n/a | 1900-12-31T23:59:59 | Submitted:Submitted for Approval | Component | Timber:200 X 400:138189 | 0 | n/a | n/a | Constraints | n/a | n/a | n/a
Volume | n/a | 1900-12-31T23:59:59 | Submitted:Submitted for Approval | Component | Timber:200 X 400:138189 | 0.32 | n/a | n/a | Dimensions | n/a | n/a | n/a
Structural Material | n/a | 1900-12-31T23:59:59 | Submitted:Submitted for Approval | Component | Timber:200 X 400:138189 | Wood - Dimensional Lumber | n/a | n/a | Materials and Finishes | n/a | n/a
Phase Created | n/a | 1900-12-31T23:59:59 | Submitted:Submitted for Approval | Component | Timber:200 X 400:138189 | New Construction | n/a | n/a | Phasing | n/a | n/a
Enable Analytical Model | n/a | 1900-12-31T23:59:59 | Submitted:Submitted for Approval | Component | Timber:200 X 400:138189 | TRUE | n/a | n/a | Structural | n/a | n/a | n/a
Reference | n/a | 1900-12-31T23:59:59 | Submitted:Submitted for Approval | Component | Timber:200 X 400:138204 | 200 X 400 | n/a | n/a | Pset_ColumnCommon | n/a | n/a
LoadBearing | n/a | 1900-12-31T23:59:59 | Submitted:Submitted for Approval | Component | Timber:200 X 400:138204 | TRUE | n/a | n/a | Pset_ColumnCommon | n/a | n/a | n/a
IsExternal | n/a | 1900-12-31T23:59:59 | Submitted:Submitted for Approval | Component | Timber:200 X 400:138204 | n/a | n/a | n/a | Pset_ColumnCommon | n/a | n/a | n/a
Base Level | n/a | 1900-12-31T23:59:59 | Submitted:Submitted for Approval | Component | Timber:200 X 400:138204 | Level: Ground Floor | n/a | n/a | Constraints | n/a | n/a
Base Offset | n/a | 1900-12-31T23:59:59 | Submitted:Submitted for Approval | Component | Timber:200 X 400:138204 | 0 | n/a | n/a | Constraints | n/a | n/a | n/a
Column Location Mark | n/a | 1900-12-31T23:59:59 | Submitted:Submitted for Approval | Component | Timber:200 X 400:138204 | B-4 | n/a | n/a | Constraints | n/a | n/a
Column Style | n/a | 1900-12-31T23:59:59 | Submitted:Submitted for Approval | Component | Timber:200 X 400:138204 | Vertical | n/a | n/a | Constraints | n/a | n/a
Moves With Grids | n/a | 1900-12-31T23:59:59 | Submitted:Submitted for Approval | Component | Timber:200 X 400:138204 | TRUE | n/a | n/a | Constraints | n/a | n/a | n/a
Top Level | n/a | 1900-12-31T23:59:59 | Submitted:Submitted for Approval | Component | Timber:200 X 400:138204 | Level: Roof Over Main Beams | n/a | n/a | Constraints | n/a | n/a
Top Offset | n/a | 1900-12-31T23:59:59 | Submitted:Submitted for Approval | Component | Timber:200 X 400:138204 | 0 | n/a | n/a | Constraints | n/a | n/a | n/a
Volume | n/a | 1900-12-31T23:59:59 | Submitted:Submitted for Approval | Component | Timber:200 X 400:138204 | 0.32 | n/a | n/a | Dimensions | n/a | n/a | n/a
Structural Material | n/a | 1900-12-31T23:59:59 | Submitted:Submitted for Approval | Component | Timber:200 X 400:138204 | Wood - Dimensional Lumber | n/a | n/a | Materials and Finishes | n/a | n/a
Phase Created | n/a | 1900-12-31T23:59:59 | Submitted:Submitted for Approval | Component | Timber:200 X 400:138204 | New Construction | n/a | n/a | Phasing | n/a | n/a
Enable Analytical Model | n/a | 1900-12-31T23:59:59 | Submitted:Submitted for Approval | Component | Timber:200 X 400:138204 | TRUE | n/a | n/a | Structural | n/a | n/a | n/a
Reference | n/a | 1900-12-31T23:59:59 | Submitted:Submitted for Approval | Component | Timber:200 X 400:138219 | 200 X 400 | n/a | n/a | Pset_ColumnCommon | n/a | n/a
LoadBearing | n/a | 1900-12-31T23:59:59 | Submitted:Submitted for Approval | Component | Timber:200 X 400:138219 | TRUE | n/a | n/a | Pset_ColumnCommon | n/a | n/a | n/a
IsExternal | n/a | 1900-12-31T23:59:59 | Submitted:Submitted for Approval | Component | Timber:200 X 400:138219 | n/a | n/a | n/a | Pset_ColumnCommon | n/a | n/a | n/a
Base Level | n/a | 1900-12-31T23:59:59 | Submitted:Submitted for Approval | Component | Timber:200 X 400:138219 | Level: Ground Floor | n/a | n/a | Constraints | n/a | n/a
Base Offset | n/a | 1900-12-31T23:59:59 | Submitted:Submitted for Approval | Component | Timber:200 X 400:138219 | 0 | n/a | n/a | Constraints | n/a | n/a | n/a
Column Location Mark | n/a | 1900-12-31T23:59:59 | Submitted:Submitted for Approval | Component | Timber:200 X 400:138219 | B-3 | n/a | n/a | Constraints | n/a | n/a
Column Style | n/a | 1900-12-31T23:59:59 | Submitted:Submitted for Approval | Component | Timber:200 X 400:138219 | Vertical | n/a | n/a | Constraints | n/a | n/a
Moves With Grids | n/a | 1900-12-31T23:59:59 | Submitted:Submitted for Approval | Component | Timber:200 X 400:138219 | TRUE | n/a | n/a | Constraints | n/a | n/a | n/a
Top Level | n/a | 1900-12-31T23:59:59 | Submitted:Submitted for Approval | Component | Timber:200 X 400:138219 | Level: Roof Over Main Beams | n/a | n/a | Constraints | n/a | n/a
Top Offset | n/a | 1900-12-31T23:59:59 | Submitted:Submitted for Approval | Component | Timber:200 X 400:138219 | 0 | n/a | n/a | Constraints | n/a | n/a | n/a
Volume | n/a | 1900-12-31T23:59:59 | Submitted:Submitted for Approval | Component | Timber:200 X 400:138219 | 0.32 | n/a | n/a | Dimensions | n/a | n/a | n/a
Structural Material | n/a | 1900-12-31T23:59:59 | Submitted:Submitted for Approval | Component | Timber:200 X 400:138219 | Wood - Dimensional Lumber | n/a | n/a | Materials and Finishes | n/a | n/a
Phase Created | n/a | 1900-12-31T23:59:59 | Submitted:Submitted for Approval | Component | Timber:200 X 400:138219 | New Construction | n/a | n/a | Phasing | n/a | n/a
Enable Analytical Model | n/a | 1900-12-31T23:59:59 | Submitted:Submitted for Approval | Component | Timber:200 X 400:138219 | TRUE | n/a | n/a | Structural | n/a | n/a | n/a
Reference | n/a | 1900-12-31T23:59:59 | Submitted:Submitted for Approval | Component | Timber:200 X 400:138234 | 200 X 400 | n/a | n/a | Pset_ColumnCommon | n/a | n/a
LoadBearing | n/a | 1900-12-31T23:59:59 | Submitted:Submitted for Approval | Component | Timber:200 X 400:138234 | TRUE | n/a | n/a | Pset_ColumnCommon | n/a | n/a | n/a
IsExternal | n/a | 1900-12-31T23:59:59 | Submitted:Submitted for Approval | Component | Timber:200 X 400:138234 | n/a | n/a | n/a | Pset_ColumnCommon | n/a | n/a | n/a
Base Level | n/a | 1900-12-31T23:59:59 | Submitted:Submitted for Approval | Component | Timber:200 X 400:138234 | Level: Ground Floor | n/a | n/a | Constraints | n/a | n/a
Base Offset | n/a | 1900-12-31T23:59:59 | Submitted:Submitted for Approval | Component | Timber:200 X 400:138234 | 0 | n/a | n/a | Constraints | n/a | n/a | n/a
Column Location Mark | n/a | 1900-12-31T23:59:59 | Submitted:Submitted for Approval | Component | Timber:200 X 400:138234 | B-2 | n/a | n/a | Constraints | n/a | n/a
Column Style | n/a | 1900-12-31T23:59:59 | Submitted:Submitted for Approval | Component | Timber:200 X 400:138234 | Vertical | n/a | n/a | Constraints | n/a | n/a
Moves With Grids | n/a | 1900-12-31T23:59:59 | Submitted:Submitted for Approval | Component | Timber:200 X 400:138234 | TRUE | n/a | n/a | Constraints | n/a | n/a | n/a
Top Level | n/a | 1900-12-31T23:59:59 | Submitted:Submitted for Approval | Component | Timber:200 X 400:138234 | Level: Roof Over Main Beams | n/a | n/a | Constraints | n/a | n/a
Top Offset | n/a | 1900-12-31T23:59:59 | Submitted:Submitted for Approval | Component | Timber:200 X 400:138234 | 0 | n/a | n/a | Constraints | n/a | n/a | n/a
Volume | n/a | 1900-12-31T23:59:59 | Submitted:Submitted for Approval | Component | Timber:200 X 400:138234 | 0.32 | n/a | n/a | Dimensions | n/a | n/a | n/a
Structural Material | n/a | 1900-12-31T23:59:59 | Submitted:Submitted for Approval | Component | Timber:200 X 400:138234 | Wood - Dimensional Lumber | n/a | n/a | Materials and Finishes | n/a | n/a
Phase Created | n/a | 1900-12-31T23:59:59 | Submitted:Submitted for Approval | Component | Timber:200 X 400:138234 | New Construction | n/a | n/a | Phasing | n/a | n/a
Enable Analytical Model | n/a | 1900-12-31T23:59:59 | Submitted:Submitted for Approval | Component | Timber:200 X 400:138234 | TRUE | n/a | n/a | Structural | n/a | n/a | n/a
b | n/a | 1900-12-31T23:59:59 | Submitted:Submitted for Approval | Type | 200 X 400 | 200 | n/a | n/a | Dimensions | n/a | n/a | n/a
d | n/a | 1900-12-31T23:59:59 | Submitted:Submitted for Approval | Type | 200 X 400 | 400 | n/a | n/a | Dimensions | n/a | n/a | n/a
Assembly Code | n/a | 1900-12-31T23:59:59 | Submitted:Submitted for Approval | Type | 200 X 400 |  | n/a | n/a | Identity Data | n/a | n/a
Assembly Description | n/a | 1900-12-31T23:59:59 | Submitted:Submitted for Approval | Type | 200 X 400 |  | n/a | n/a | Identity Data | n/a | n/a
Keynote | n/a | 1900-12-31T23:59:59 | Submitted:Submitted for Approval | Type | 200 X 400 | G20 | n/a | n/a | Identity Data | n/a | n/a
OmniClass Number | n/a | 1900-12-31T23:59:59 | Submitted:Submitted for Approval | Type | 200 X 400 |  | n/a | n/a | Identity Data | n/a | n/a
OmniClass Title | n/a | 1900-12-31T23:59:59 | Submitted:Submitted for Approval | Type | 200 X 400 |  | n/a | n/a | Identity Data | n/a | n/a
A | n/a | 1900-12-31T23:59:59 | Submitted:Submitted for Approval | Type | 200 X 400 | 0.01952 | n/a | n/a | Structural | n/a | n/a | n/a
Reference | n/a | 1900-12-31T23:59:59 | Submitted:Submitted for Approval | Component | Timber:200 X 400:138251 | 200 X 400 | n/a | n/a | Pset_ColumnCommon | n/a | n/a
LoadBearing | n/a | 1900-12-31T23:59:59 | Submitted:Submitted for Approval | Component | Timber:200 X 400:138251 | TRUE | n/a | n/a | Pset_ColumnCommon | n/a | n/a | n/a
IsExternal | n/a | 1900-12-31T23:59:59 | Submitted:Submitted for Approval | Component | Timber:200 X 400:138251 | n/a | n/a | n/a | Pset_ColumnCommon | n/a | n/a | n/a
Base Level | n/a | 1900-12-31T23:59:59 | Submitted:Submitted for Approval | Component | Timber:200 X 400:138251 | Level: Ground Floor | n/a | n/a | Constraints | n/a | n/a
Base Offset | n/a | 1900-12-31T23:59:59 | Submitted:Submitted for Approval | Component | Timber:200 X 400:138251 | -100 | n/a | n/a | Constraints | n/a | n/a | n/a
Column Location Mark | n/a | 1900-12-31T23:59:59 | Submitted:Submitted for Approval | Component | Timber:200 X 400:138251 | B-1 | n/a | n/a | Constraints | n/a | n/a
Column Style | n/a | 1900-12-31T23:59:59 | Submitted:Submitted for Approval | Component | Timber:200 X 400:138251 | Vertical | n/a | n/a | Constraints | n/a | n/a
Moves With Grids | n/a | 1900-12-31T23:59:59 | Submitted:Submitted for Approval | Component | Timber:200 X 400:138251 | TRUE | n/a | n/a | Constraints | n/a | n/a | n/a
Top Level | n/a | 1900-12-31T23:59:59 | Submitted:Submitted for Approval | Component | Timber:200 X 400:138251 | Level: Roof Over Main Beams | n/a | n/a | Constraints | n/a | n/a
Top Offset | n/a | 1900-12-31T23:59:59 | Submitted:Submitted for Approval | Component | Timber:200 X 400:138251 | 150 | n/a | n/a | Constraints | n/a | n/a | n/a
Volume | n/a | 1900-12-31T23:59:59 | Submitted:Submitted for Approval | Component | Timber:200 X 400:138251 | 0.34 | n/a | n/a | Dimensions | n/a | n/a | n/a
Structural Material | n/a | 1900-12-31T23:59:59 | Submitted:Submitted for Approval | Component | Timber:200 X 400:138251 | Wood - Dimensional Lumber | n/a | n/a | Materials and Finishes | n/a | n/a
Phase Created | n/a | 1900-12-31T23:59:59 | Submitted:Submitted for Approval | Component | Timber:200 X 400:138251 | New Construction | n/a | n/a | Phasing | n/a | n/a
Enable Analytical Model | n/a | 1900-12-31T23:59:59 | Submitted:Submitted for Approval | Component | Timber:200 X 400:138251 | TRUE | n/a | n/a | Structural | n/a | n/a | n/a
b | n/a | 1900-12-31T23:59:59 | Submitted:Submitted for Approval | Type | 200 X 400 | 200 | n/a | n/a | Dimensions | n/a | n/a | n/a
d | n/a | 1900-12-31T23:59:59 | Submitted:Submitted for Approval | Type | 200 X 400 | 400 | n/a | n/a | Dimensions | n/a | n/a | n/a
Assembly Code | n/a | 1900-12-31T23:59:59 | Submitted:Submitted for Approval | Type | 200 X 400 |  | n/a | n/a | Identity Data | n/a | n/a
Assembly Description | n/a | 1900-12-31T23:59:59 | Submitted:Submitted for Approval | Type | 200 X 400 |  | n/a | n/a | Identity Data | n/a | n/a
Keynote | n/a | 1900-12-31T23:59:59 | Submitted:Submitted for Approval | Type | 200 X 400 | G20 | n/a | n/a | Identity Data | n/a | n/a
OmniClass Number | n/a | 1900-12-31T23:59:59 | Submitted:Submitted for Approval | Type | 200 X 400 |  | n/a | n/a | Identity Data | n/a | n/a
OmniClass Title | n/a | 1900-12-31T23:59:59 | Submitted:Submitted for Approval | Type | 200 X 400 |  | n/a | n/a | Identity Data | n/a | n/a
A | n/a | 1900-12-31T23:59:59 | Submitted:Submitted for Approval | Type | 200 X 400 | 0.01952 | n/a | n/a | Structural | n/a | n/a | n/a
Reference | n/a | 1900-12-31T23:59:59 | Submitted:Submitted for Approval | Component | Timber:200 X 400:138294 | 200 X 400 | n/a | n/a | Pset_ColumnCommon | n/a | n/a
LoadBearing | n/a | 1900-12-31T23:59:59 | Submitted:Submitted for Approval | Component | Timber:200 X 400:138294 | TRUE | n/a | n/a | Pset_ColumnCommon | n/a | n/a | n/a
IsExternal | n/a | 1900-12-31T23:59:59 | Submitted:Submitted for Approval | Component | Timber:200 X 400:138294 | n/a | n/a | n/a | Pset_ColumnCommon | n/a | n/a | n/a
Base Level | n/a | 1900-12-31T23:59:59 | Submitted:Submitted for Approval | Component | Timber:200 X 400:138294 | Level: Ground Floor | n/a | n/a | Constraints | n/a | n/a
Base Offset | n/a | 1900-12-31T23:59:59 | Submitted:Submitted for Approval | Component | Timber:200 X 400:138294 | -100 | n/a | n/a | Constraints | n/a | n/a | n/a
Column Location Mark | n/a | 1900-12-31T23:59:59 | Submitted:Submitted for Approval | Component | Timber:200 X 400:138294 | D-1 | n/a | n/a | Constraints | n/a | n/a
Column Style | n/a | 1900-12-31T23:59:59 | Submitted:Submitted for Approval | Component | Timber:200 X 400:138294 | Vertical | n/a | n/a | Constraints | n/a | n/a
Moves With Grids | n/a | 1900-12-31T23:59:59 | Submitted:Submitted for Approval | Component | Timber:200 X 400:138294 | TRUE | n/a | n/a | Constraints | n/a | n/a | n/a
Top Level | n/a | 1900-12-31T23:59:59 | Submitted:Submitted for Approval | Component | Timber:200 X 400:138294 | Level: Roof Over Main Beams | n/a | n/a | Constraints | n/a | n/a
Top Offset | n/a | 1900-12-31T23:59:59 | Submitted:Submitted for Approval | Component | Timber:200 X 400:138294 | 300 | n/a | n/a | Constraints | n/a | n/a | n/a
Volume | n/a | 1900-12-31T23:59:59 | Submitted:Submitted for Approval | Component | Timber:200 X 400:138294 | 0.352 | n/a | n/a | Dimensions | n/a | n/a | n/a
Structural Material | n/a | 1900-12-31T23:59:59 | Submitted:Submitted for Approval | Component | Timber:200 X 400:138294 | Wood - Dimensional Lumber | n/a | n/a | Materials and Finishes | n/a | n/a
Phase Created | n/a | 1900-12-31T23:59:59 | Submitted:Submitted for Approval | Component | Timber:200 X 400:138294 | New Construction | n/a | n/a | Phasing | n/a | n/a
Enable Analytical Model | n/a | 1900-12-31T23:59:59 | Submitted:Submitted for Approval | Component | Timber:200 X 400:138294 | TRUE | n/a | n/a | Structural | n/a | n/a | n/a
b | n/a | 1900-12-31T23:59:59 | Submitted:Submitted for Approval | Type | 200 X 400 | 200 | n/a | n/a | Dimensions | n/a | n/a | n/a
d | n/a | 1900-12-31T23:59:59 | Submitted:Submitted for Approval | Type | 200 X 400 | 400 | n/a | n/a | Dimensions | n/a | n/a | n/a
Assembly Code | n/a | 1900-12-31T23:59:59 | Submitted:Submitted for Approval | Type | 200 X 400 |  | n/a | n/a | Identity Data | n/a | n/a
Assembly Description | n/a | 1900-12-31T23:59:59 | Submitted:Submitted for Approval | Type | 200 X 400 |  | n/a | n/a | Identity Data | n/a | n/a
Keynote | n/a | 1900-12-31T23:59:59 | Submitted:Submitted for Approval | Type | 200 X 400 | G20 | n/a | n/a | Identity Data | n/a | n/a
OmniClass Number | n/a | 1900-12-31T23:59:59 | Submitted:Submitted for Approval | Type | 200 X 400 |  | n/a | n/a | Identity Data | n/a | n/a
OmniClass Title | n/a | 1900-12-31T23:59:59 | Submitted:Submitted for Approval | Type | 200 X 400 |  | n/a | n/a | Identity Data | n/a | n/a
A | n/a | 1900-12-31T23:59:59 | Submitted:Submitted for Approval | Type | 200 X 400 | 0.01952 | n/a | n/a | Structural | n/a | n/a | n/a
Reference | n/a | 1900-12-31T23:59:59 | Submitted:Submitted for Approval | Component | Timber:200 X 400:138309 | 200 X 400 | n/a | n/a | Pset_ColumnCommon | n/a | n/a
LoadBearing | n/a | 1900-12-31T23:59:59 | Submitted:Submitted for Approval | Component | Timber:200 X 400:138309 | TRUE | n/a | n/a | Pset_ColumnCommon | n/a | n/a | n/a
IsExternal | n/a | 1900-12-31T23:59:59 | Submitted:Submitted for Approval | Component | Timber:200 X 400:138309 | n/a | n/a | n/a | Pset_ColumnCommon | n/a | n/a | n/a
Base Level | n/a | 1900-12-31T23:59:59 | Submitted:Submitted for Approval | Component | Timber:200 X 400:138309 | Level: Ground Floor | n/a | n/a | Constraints | n/a | n/a
Base Offset | n/a | 1900-12-31T23:59:59 | Submitted:Submitted for Approval | Component | Timber:200 X 400:138309 | -100 | n/a | n/a | Constraints | n/a | n/a | n/a
Column Location Mark | n/a | 1900-12-31T23:59:59 | Submitted:Submitted for Approval | Component | Timber:200 X 400:138309 | E-1 | n/a | n/a | Constraints | n/a | n/a
Column Style | n/a | 1900-12-31T23:59:59 | Submitted:Submitted for Approval | Component | Timber:200 X 400:138309 | Vertical | n/a | n/a | Constraints | n/a | n/a
Moves With Grids | n/a | 1900-12-31T23:59:59 | Submitted:Submitted for Approval | Component | Timber:200 X 400:138309 | TRUE | n/a | n/a | Constraints | n/a | n/a | n/a
Top Level | n/a | 1900-12-31T23:59:59 | Submitted:Submitted for Approval | Component | Timber:200 X 400:138309 | Level: Top of Roof | n/a | n/a | Constraints | n/a | n/a
Top Offset | n/a | 1900-12-31T23:59:59 | Submitted:Submitted for Approval | Component | Timber:200 X 400:138309 | 200 | n/a | n/a | Constraints | n/a | n/a | n/a
Volume | n/a | 1900-12-31T23:59:59 | Submitted:Submitted for Approval | Component | Timber:200 X 400:138309 | 0.492 | n/a | n/a | Dimensions | n/a | n/a | n/a
Structural Material | n/a | 1900-12-31T23:59:59 | Submitted:Submitted for Approval | Component | Timber:200 X 400:138309 | Wood - Dimensional Lumber | n/a | n/a | Materials and Finishes | n/a | n/a
Phase Created | n/a | 1900-12-31T23:59:59 | Submitted:Submitted for Approval | Component | Timber:200 X 400:138309 | New Construction | n/a | n/a | Phasing | n/a | n/a
Enable Analytical Model | n/a | 1900-12-31T23:59:59 | Submitted:Submitted for Approval | Component | Timber:200 X 400:138309 | TRUE | n/a | n/a | Structural | n/a | n/a | n/a
b | n/a | 1900-12-31T23:59:59 | Submitted:Submitted for Approval | Type | 200 X 400 | 200 | n/a | n/a | Dimensions | n/a | n/a | n/a
d | n/a | 1900-12-31T23:59:59 | Submitted:Submitted for Approval | Type | 200 X 400 | 400 | n/a | n/a | Dimensions | n/a | n/a | n/a
Assembly Code | n/a | 1900-12-31T23:59:59 | Submitted:Submitted for Approval | Type | 200 X 400 |  | n/a | n/a | Identity Data | n/a | n/a
Assembly Description | n/a | 1900-12-31T23:59:59 | Submitted:Submitted for Approval | Type | 200 X 400 |  | n/a | n/a | Identity Data | n/a | n/a
Keynote | n/a | 1900-12-31T23:59:59 | Submitted:Submitted for Approval | Type | 200 X 400 | G20 | n/a | n/a | Identity Data | n/a | n/a
OmniClass Number | n/a | 1900-12-31T23:59:59 | Submitted:Submitted for Approval | Type | 200 X 400 |  | n/a | n/a | Identity Data | n/a | n/a
OmniClass Title | n/a | 1900-12-31T23:59:59 | Submitted:Submitted for Approval | Type | 200 X 400 |  | n/a | n/a | Identity Data | n/a | n/a
A | n/a | 1900-12-31T23:59:59 | Submitted:Submitted for Approval | Type | 200 X 400 | 0.01952 | n/a | n/a | Structural | n/a | n/a | n/a
Reference | n/a | 1900-12-31T23:59:59 | Submitted:Submitted for Approval | Component | Timber:200 X 400:138411 | 200 X 400 | n/a | n/a | Pset_ColumnCommon | n/a | n/a
LoadBearing | n/a | 1900-12-31T23:59:59 | Submitted:Submitted for Approval | Component | Timber:200 X 400:138411 | TRUE | n/a | n/a | Pset_ColumnCommon | n/a | n/a | n/a
IsExternal | n/a | 1900-12-31T23:59:59 | Submitted:Submitted for Approval | Component | Timber:200 X 400:138411 | n/a | n/a | n/a | Pset_ColumnCommon | n/a | n/a | n/a
Base Level | n/a | 1900-12-31T23:59:59 | Submitted:Submitted for Approval | Component | Timber:200 X 400:138411 | Level: Ground Floor | n/a | n/a | Constraints | n/a | n/a
Base Offset | n/a | 1900-12-31T23:59:59 | Submitted:Submitted for Approval | Component | Timber:200 X 400:138411 | -100 | n/a | n/a | Constraints | n/a | n/a | n/a
Column Location Mark | n/a | 1900-12-31T23:59:59 | Submitted:Submitted for Approval | Component | Timber:200 X 400:138411 | E-1a | n/a | n/a | Constraints | n/a | n/a
Column Style | n/a | 1900-12-31T23:59:59 | Submitted:Submitted for Approval | Component | Timber:200 X 400:138411 | Vertical | n/a | n/a | Constraints | n/a | n/a
Moves With Grids | n/a | 1900-12-31T23:59:59 | Submitted:Submitted for Approval | Component | Timber:200 X 400:138411 | TRUE | n/a | n/a | Constraints | n/a | n/a | n/a
Top Level | n/a | 1900-12-31T23:59:59 | Submitted:Submitted for Approval | Component | Timber:200 X 400:138411 | Level: Roof Over Main Beams | n/a | n/a | Constraints | n/a | n/a
Top Offset | n/a | 1900-12-31T23:59:59 | Submitted:Submitted for Approval | Component | Timber:200 X 400:138411 | 2000 | n/a | n/a | Constraints | n/a | n/a | n/a
Volume | n/a | 1900-12-31T23:59:59 | Submitted:Submitted for Approval | Component | Timber:200 X 400:138411 | 0.488 | n/a | n/a | Dimensions | n/a | n/a | n/a
Structural Material | n/a | 1900-12-31T23:59:59 | Submitted:Submitted for Approval | Component | Timber:200 X 400:138411 | Wood - Dimensional Lumber | n/a | n/a | Materials and Finishes | n/a | n/a
Phase Created | n/a | 1900-12-31T23:59:59 | Submitted:Submitted for Approval | Component | Timber:200 X 400:138411 | New Construction | n/a | n/a | Phasing | n/a | n/a
Enable Analytical Model | n/a | 1900-12-31T23:59:59 | Submitted:Submitted for Approval | Component | Timber:200 X 400:138411 | TRUE | n/a | n/a | Structural | n/a | n/a | n/a
b | n/a | 1900-12-31T23:59:59 | Submitted:Submitted for Approval | Type | 200 X 400 | 200 | n/a | n/a | Dimensions | n/a | n/a | n/a
h | n/a | 1900-12-31T23:59:59 | Submitted:Submitted for Approval | Type | 200 X 400 | 400 | n/a | n/a | Dimensions | n/a | n/a | n/a
Assembly Code | n/a | 1900-12-31T23:59:59 | Submitted:Submitted for Approval | Type | 200 X 400 |  | n/a | n/a | Identity Data | n/a | n/a
Assembly Description | n/a | 1900-12-31T23:59:59 | Submitted:Submitted for Approval | Type | 200 X 400 |  | n/a | n/a | Identity Data | n/a | n/a
Keynote | n/a | 1900-12-31T23:59:59 | Submitted:Submitted for Approval | Type | 200 X 400 | E | n/a | n/a | Identity Data | n/a | n/a
OmniClass Number | n/a | 1900-12-31T23:59:59 | Submitted:Submitted for Approval | Type | 200 X 400 |  | n/a | n/a | Identity Data | n/a | n/a
OmniClass Title | n/a | 1900-12-31T23:59:59 | Submitted:Submitted for Approval | Type | 200 X 400 |  | n/a | n/a | Identity Data | n/a | n/a
Reference | n/a | 1900-12-31T23:59:59 | Submitted:Submitted for Approval | Component | Concrete Rectangular:200 X 400:138424 | 200 X 400 | n/a | n/a | Pset_ColumnCommon | n/a | n/a
LoadBearing | n/a | 1900-12-31T23:59:59 | Submitted:Submitted for Approval | Component | Concrete Rectangular:200 X 400:138424 | TRUE | n/a | n/a | Pset_ColumnCommon | n/a | n/a | n/a
IsExternal | n/a | 1900-12-31T23:59:59 | Submitted:Submitted for Approval | Component | Concrete Rectangular:200 X 400:138424 | n/a | n/a | n/a | Pset_ColumnCommon | n/a | n/a | n/a
Base Level | n/a | 1900-12-31T23:59:59 | Submitted:Submitted for Approval | Component | Concrete Rectangular:200 X 400:138424 | Level: Ground Floor | n/a | n/a | Constraints | n/a | n/a
Base Offset | n/a | 1900-12-31T23:59:59 | Submitted:Submitted for Approval | Component | Concrete Rectangular:200 X 400:138424 | -100 | n/a | n/a | Constraints | n/a | n/a | n/a
Column Location Mark | n/a | 1900-12-31T23:59:59 | Submitted:Submitted for Approval | Component | Concrete Rectangular:200 X 400:138424 | E-2 | n/a | n/a | Constraints | n/a | n/a
Column Style | n/a | 1900-12-31T23:59:59 | Submitted:Submitted for Approval | Component | Concrete Rectangular:200 X 400:138424 | Vertical | n/a | n/a | Constraints | n/a | n/a
Moves With Grids | n/a | 1900-12-31T23:59:59 | Submitted:Submitted for Approval | Component | Concrete Rectangular:200 X 400:138424 | TRUE | n/a | n/a | Constraints | n/a | n/a | n/a
Room Bounding | n/a | 1900-12-31T23:59:59 | Submitted:Submitted for Approval | Component | Concrete Rectangular:200 X 400:138424 | TRUE | n/a | n/a | Constraints | n/a | n/a | n/a
Top Level | n/a | 1900-12-31T23:59:59 | Submitted:Submitted for Approval | Component | Concrete Rectangular:200 X 400:138424 | Level: Roof Over Main Beams | n/a | n/a | Constraints | n/a | n/a
Top Offset | n/a | 1900-12-31T23:59:59 | Submitted:Submitted for Approval | Component | Concrete Rectangular:200 X 400:138424 | 1600 | n/a | n/a | Constraints | n/a | n/a | n/a
Volume | n/a | 1900-12-31T23:59:59 | Submitted:Submitted for Approval | Component | Concrete Rectangular:200 X 400:138424 | 0.456 | n/a | n/a | Dimensions | n/a | n/a | n/a
Structural Material | n/a | 1900-12-31T23:59:59 | Submitted:Submitted for Approval | Component | Concrete Rectangular:200 X 400:138424 | Concrete - Cast-in-Place Concrete | n/a | n/a | Materials and Finishes | n/a | n/a
Phase Created | n/a | 1900-12-31T23:59:59 | Submitted:Submitted for Approval | Component | Concrete Rectangular:200 X 400:138424 | New Construction | n/a | n/a | Phasing | n/a | n/a
Enable Analytical Model | n/a | 1900-12-31T23:59:59 | Submitted:Submitted for Approval | Component | Concrete Rectangular:200 X 400:138424 | TRUE | n/a | n/a | Structural | n/a | n/a | n/a
Rebar Cover - Bottom Face | n/a | 1900-12-31T23:59:59 | Submitted:Submitted for Approval | Component | Concrete Rectangular:200 X 400:138424 | Rebar Cover Settings: Rebar Cover 1 | n/a | n/a | Structural | n/a | n/a
Rebar Cover - Other Faces | n/a | 1900-12-31T23:59:59 | Submitted:Submitted for Approval | Component | Concrete Rectangular:200 X 400:138424 | Rebar Cover Settings: Rebar Cover 1 | n/a | n/a | Structural | n/a | n/a
Rebar Cover - Top Face | n/a | 1900-12-31T23:59:59 | Submitted:Submitted for Approval | Component | Concrete Rectangular:200 X 400:138424 | Rebar Cover Settings: Rebar Cover 1 | n/a | n/a | Structural | n/a | n/a
Reference | n/a | 1900-12-31T23:59:59 | Submitted:Submitted for Approval | Component | Concrete Rectangular:200 X 400:138439 | 200 X 400 | n/a | n/a | Pset_ColumnCommon | n/a | n/a
LoadBearing | n/a | 1900-12-31T23:59:59 | Submitted:Submitted for Approval | Component | Concrete Rectangular:200 X 400:138439 | TRUE | n/a | n/a | Pset_ColumnCommon | n/a | n/a | n/a
IsExternal | n/a | 1900-12-31T23:59:59 | Submitted:Submitted for Approval | Component | Concrete Rectangular:200 X 400:138439 | n/a | n/a | n/a | Pset_ColumnCommon | n/a | n/a | n/a
Base Level | n/a | 1900-12-31T23:59:59 | Submitted:Submitted for Approval | Component | Concrete Rectangular:200 X 400:138439 | Level: Ground Floor | n/a | n/a | Constraints | n/a | n/a
Base Offset | n/a | 1900-12-31T23:59:59 | Submitted:Submitted for Approval | Component | Concrete Rectangular:200 X 400:138439 | -100 | n/a | n/a | Constraints | n/a | n/a | n/a
Column Location Mark | n/a | 1900-12-31T23:59:59 | Submitted:Submitted for Approval | Component | Concrete Rectangular:200 X 400:138439 | E-3 | n/a | n/a | Constraints | n/a | n/a
Column Style | n/a | 1900-12-31T23:59:59 | Submitted:Submitted for Approval | Component | Concrete Rectangular:200 X 400:138439 | Vertical | n/a | n/a | Constraints | n/a | n/a
Moves With Grids | n/a | 1900-12-31T23:59:59 | Submitted:Submitted for Approval | Component | Concrete Rectangular:200 X 400:138439 | TRUE | n/a | n/a | Constraints | n/a | n/a | n/a
Room Bounding | n/a | 1900-12-31T23:59:59 | Submitted:Submitted for Approval | Component | Concrete Rectangular:200 X 400:138439 | TRUE | n/a | n/a | Constraints | n/a | n/a | n/a
Top Level | n/a | 1900-12-31T23:59:59 | Submitted:Submitted for Approval | Component | Concrete Rectangular:200 X 400:138439 | Level: Roof Over Main Beams | n/a | n/a | Constraints | n/a | n/a
Top Offset | n/a | 1900-12-31T23:59:59 | Submitted:Submitted for Approval | Component | Concrete Rectangular:200 X 400:138439 | 1600 | n/a | n/a | Constraints | n/a | n/a | n/a
Volume | n/a | 1900-12-31T23:59:59 | Submitted:Submitted for Approval | Component | Concrete Rectangular:200 X 400:138439 | 0.456 | n/a | n/a | Dimensions | n/a | n/a | n/a
Structural Material | n/a | 1900-12-31T23:59:59 | Submitted:Submitted for Approval | Component | Concrete Rectangular:200 X 400:138439 | Concrete - Cast-in-Place Concrete | n/a | n/a | Materials and Finishes | n/a | n/a
Phase Created | n/a | 1900-12-31T23:59:59 | Submitted:Submitted for Approval | Component | Concrete Rectangular:200 X 400:138439 | New Construction | n/a | n/a | Phasing | n/a | n/a
Enable Analytical Model | n/a | 1900-12-31T23:59:59 | Submitted:Submitted for Approval | Component | Concrete Rectangular:200 X 400:138439 | TRUE | n/a | n/a | Structural | n/a | n/a | n/a
Rebar Cover - Bottom Face | n/a | 1900-12-31T23:59:59 | Submitted:Submitted for Approval | Component | Concrete Rectangular:200 X 400:138439 | Rebar Cover Settings: Rebar Cover 1 | n/a | n/a | Structural | n/a | n/a
Rebar Cover - Other Faces | n/a | 1900-12-31T23:59:59 | Submitted:Submitted for Approval | Component | Concrete Rectangular:200 X 400:138439 | Rebar Cover Settings: Rebar Cover 1 | n/a | n/a | Structural | n/a | n/a
Rebar Cover - Top Face | n/a | 1900-12-31T23:59:59 | Submitted:Submitted for Approval | Component | Concrete Rectangular:200 X 400:138439 | Rebar Cover Settings: Rebar Cover 1 | n/a | n/a | Structural | n/a | n/a
Reference | n/a | 1900-12-31T23:59:59 | Submitted:Submitted for Approval | Component | Concrete Rectangular:200 X 400:138454 | 200 X 400 | n/a | n/a | Pset_ColumnCommon | n/a | n/a
LoadBearing | n/a | 1900-12-31T23:59:59 | Submitted:Submitted for Approval | Component | Concrete Rectangular:200 X 400:138454 | TRUE | n/a | n/a | Pset_ColumnCommon | n/a | n/a | n/a
IsExternal | n/a | 1900-12-31T23:59:59 | Submitted:Submitted for Approval | Component | Concrete Rectangular:200 X 400:138454 | n/a | n/a | n/a | Pset_ColumnCommon | n/a | n/a | n/a
Base Level | n/a | 1900-12-31T23:59:59 | Submitted:Submitted for Approval | Component | Concrete Rectangular:200 X 400:138454 | Level: Ground Floor | n/a | n/a | Constraints | n/a | n/a
Base Offset | n/a | 1900-12-31T23:59:59 | Submitted:Submitted for Approval | Component | Concrete Rectangular:200 X 400:138454 | -100 | n/a | n/a | Constraints | n/a | n/a | n/a
Column Location Mark | n/a | 1900-12-31T23:59:59 | Submitted:Submitted for Approval | Component | Concrete Rectangular:200 X 400:138454 | E-4 | n/a | n/a | Constraints | n/a | n/a
Column Style | n/a | 1900-12-31T23:59:59 | Submitted:Submitted for Approval | Component | Concrete Rectangular:200 X 400:138454 | Vertical | n/a | n/a | Constraints | n/a | n/a
Moves With Grids | n/a | 1900-12-31T23:59:59 | Submitted:Submitted for Approval | Component | Concrete Rectangular:200 X 400:138454 | TRUE | n/a | n/a | Constraints | n/a | n/a | n/a
Room Bounding | n/a | 1900-12-31T23:59:59 | Submitted:Submitted for Approval | Component | Concrete Rectangular:200 X 400:138454 | TRUE | n/a | n/a | Constraints | n/a | n/a | n/a
Top Level | n/a | 1900-12-31T23:59:59 | Submitted:Submitted for Approval | Component | Concrete Rectangular:200 X 400:138454 | Level: Roof Over Main Beams | n/a | n/a | Constraints | n/a | n/a
Top Offset | n/a | 1900-12-31T23:59:59 | Submitted:Submitted for Approval | Component | Concrete Rectangular:200 X 400:138454 | 1600 | n/a | n/a | Constraints | n/a | n/a | n/a
Volume | n/a | 1900-12-31T23:59:59 | Submitted:Submitted for Approval | Component | Concrete Rectangular:200 X 400:138454 | 0.456 | n/a | n/a | Dimensions | n/a | n/a | n/a
Structural Material | n/a | 1900-12-31T23:59:59 | Submitted:Submitted for Approval | Component | Concrete Rectangular:200 X 400:138454 | Concrete - Cast-in-Place Concrete | n/a | n/a | Materials and Finishes | n/a | n/a
Phase Created | n/a | 1900-12-31T23:59:59 | Submitted:Submitted for Approval | Component | Concrete Rectangular:200 X 400:138454 | New Construction | n/a | n/a | Phasing | n/a | n/a
Enable Analytical Model | n/a | 1900-12-31T23:59:59 | Submitted:Submitted for Approval | Component | Concrete Rectangular:200 X 400:138454 | TRUE | n/a | n/a | Structural | n/a | n/a | n/a
Rebar Cover - Bottom Face | n/a | 1900-12-31T23:59:59 | Submitted:Submitted for Approval | Component | Concrete Rectangular:200 X 400:138454 | Rebar Cover Settings: Rebar Cover 1 | n/a | n/a | Structural | n/a | n/a
Rebar Cover - Other Faces | n/a | 1900-12-31T23:59:59 | Submitted:Submitted for Approval | Component | Concrete Rectangular:200 X 400:138454 | Rebar Cover Settings: Rebar Cover 1 | n/a | n/a | Structural | n/a | n/a
Rebar Cover - Top Face | n/a | 1900-12-31T23:59:59 | Submitted:Submitted for Approval | Component | Concrete Rectangular:200 X 400:138454 | Rebar Cover Settings: Rebar Cover 1 | n/a | n/a | Structural | n/a | n/a
Reference | n/a | 1900-12-31T23:59:59 | Submitted:Submitted for Approval | Component | Concrete Rectangular:200 X 400:138469 | 200 X 400 | n/a | n/a | Pset_ColumnCommon | n/a | n/a
LoadBearing | n/a | 1900-12-31T23:59:59 | Submitted:Submitted for Approval | Component | Concrete Rectangular:200 X 400:138469 | TRUE | n/a | n/a | Pset_ColumnCommon | n/a | n/a | n/a
IsExternal | n/a | 1900-12-31T23:59:59 | Submitted:Submitted for Approval | Component | Concrete Rectangular:200 X 400:138469 | n/a | n/a | n/a | Pset_ColumnCommon | n/a | n/a | n/a
Base Level | n/a | 1900-12-31T23:59:59 | Submitted:Submitted for Approval | Component | Concrete Rectangular:200 X 400:138469 | Level: Ground Floor | n/a | n/a | Constraints | n/a | n/a
Base Offset | n/a | 1900-12-31T23:59:59 | Submitted:Submitted for Approval | Component | Concrete Rectangular:200 X 400:138469 | -100 | n/a | n/a | Constraints | n/a | n/a | n/a
Column Location Mark | n/a | 1900-12-31T23:59:59 | Submitted:Submitted for Approval | Component | Concrete Rectangular:200 X 400:138469 | E-5 | n/a | n/a | Constraints | n/a | n/a
Column Style | n/a | 1900-12-31T23:59:59 | Submitted:Submitted for Approval | Component | Concrete Rectangular:200 X 400:138469 | Vertical | n/a | n/a | Constraints | n/a | n/a
Moves With Grids | n/a | 1900-12-31T23:59:59 | Submitted:Submitted for Approval | Component | Concrete Rectangular:200 X 400:138469 | TRUE | n/a | n/a | Constraints | n/a | n/a | n/a
Room Bounding | n/a | 1900-12-31T23:59:59 | Submitted:Submitted for Approval | Component | Concrete Rectangular:200 X 400:138469 | TRUE | n/a | n/a | Constraints | n/a | n/a | n/a
Top Level | n/a | 1900-12-31T23:59:59 | Submitted:Submitted for Approval | Component | Concrete Rectangular:200 X 400:138469 | Level: Roof Over Main Beams | n/a | n/a | Constraints | n/a | n/a
Top Offset | n/a | 1900-12-31T23:59:59 | Submitted:Submitted for Approval | Component | Concrete Rectangular:200 X 400:138469 | 1600 | n/a | n/a | Constraints | n/a | n/a | n/a
Volume | n/a | 1900-12-31T23:59:59 | Submitted:Submitted for Approval | Component | Concrete Rectangular:200 X 400:138469 | 0.456 | n/a | n/a | Dimensions | n/a | n/a | n/a
Structural Material | n/a | 1900-12-31T23:59:59 | Submitted:Submitted for Approval | Component | Concrete Rectangular:200 X 400:138469 | Concrete - Cast-in-Place Concrete | n/a | n/a | Materials and Finishes | n/a | n/a
Phase Created | n/a | 1900-12-31T23:59:59 | Submitted:Submitted for Approval | Component | Concrete Rectangular:200 X 400:138469 | New Construction | n/a | n/a | Phasing | n/a | n/a
Enable Analytical Model | n/a | 1900-12-31T23:59:59 | Submitted:Submitted for Approval | Component | Concrete Rectangular:200 X 400:138469 | TRUE | n/a | n/a | Structural | n/a | n/a | n/a
Rebar Cover - Bottom Face | n/a | 1900-12-31T23:59:59 | Submitted:Submitted for Approval | Component | Concrete Rectangular:200 X 400:138469 | Rebar Cover Settings: Rebar Cover 1 | n/a | n/a | Structural | n/a | n/a
Rebar Cover - Other Faces | n/a | 1900-12-31T23:59:59 | Submitted:Submitted for Approval | Component | Concrete Rectangular:200 X 400:138469 | Rebar Cover Settings: Rebar Cover 1 | n/a | n/a | Structural | n/a | n/a
Rebar Cover - Top Face | n/a | 1900-12-31T23:59:59 | Submitted:Submitted for Approval | Component | Concrete Rectangular:200 X 400:138469 | Rebar Cover Settings: Rebar Cover 1 | n/a | n/a | Structural | n/a | n/a
b | n/a | 1900-12-31T23:59:59 | Submitted:Submitted for Approval | Type | 200 X 400 | 200 | n/a | n/a | Dimensions | n/a | n/a | n/a
d | n/a | 1900-12-31T23:59:59 | Submitted:Submitted for Approval | Type | 200 X 400 | 400 | n/a | n/a | Dimensions | n/a | n/a | n/a
Assembly Code | n/a | 1900-12-31T23:59:59 | Submitted:Submitted for Approval | Type | 200 X 400 |  | n/a | n/a | Identity Data | n/a | n/a
Assembly Description | n/a | 1900-12-31T23:59:59 | Submitted:Submitted for Approval | Type | 200 X 400 |  | n/a | n/a | Identity Data | n/a | n/a
Keynote | n/a | 1900-12-31T23:59:59 | Submitted:Submitted for Approval | Type | 200 X 400 | G20 | n/a | n/a | Identity Data | n/a | n/a
OmniClass Number | n/a | 1900-12-31T23:59:59 | Submitted:Submitted for Approval | Type | 200 X 400 |  | n/a | n/a | Identity Data | n/a | n/a
OmniClass Title | n/a | 1900-12-31T23:59:59 | Submitted:Submitted for Approval | Type | 200 X 400 |  | n/a | n/a | Identity Data | n/a | n/a
A | n/a | 1900-12-31T23:59:59 | Submitted:Submitted for Approval | Type | 200 X 400 | 0.01952 | n/a | n/a | Structural | n/a | n/a | n/a
Reference | n/a | 1900-12-31T23:59:59 | Submitted:Submitted for Approval | Component | Timber:200 X 400:138507 | 200 X 400 | n/a | n/a | Pset_ColumnCommon | n/a | n/a
LoadBearing | n/a | 1900-12-31T23:59:59 | Submitted:Submitted for Approval | Component | Timber:200 X 400:138507 | TRUE | n/a | n/a | Pset_ColumnCommon | n/a | n/a | n/a
IsExternal | n/a | 1900-12-31T23:59:59 | Submitted:Submitted for Approval | Component | Timber:200 X 400:138507 | n/a | n/a | n/a | Pset_ColumnCommon | n/a | n/a | n/a
Base Level | n/a | 1900-12-31T23:59:59 | Submitted:Submitted for Approval | Component | Timber:200 X 400:138507 | Level: Ground Floor | n/a | n/a | Constraints | n/a | n/a
Base Offset | n/a | 1900-12-31T23:59:59 | Submitted:Submitted for Approval | Component | Timber:200 X 400:138507 | 0 | n/a | n/a | Constraints | n/a | n/a | n/a
Column Location Mark | n/a | 1900-12-31T23:59:59 | Submitted:Submitted for Approval | Component | Timber:200 X 400:138507 | E-5a | n/a | n/a | Constraints | n/a | n/a
Column Style | n/a | 1900-12-31T23:59:59 | Submitted:Submitted for Approval | Component | Timber:200 X 400:138507 | Vertical | n/a | n/a | Constraints | n/a | n/a
Moves With Grids | n/a | 1900-12-31T23:59:59 | Submitted:Submitted for Approval | Component | Timber:200 X 400:138507 | TRUE | n/a | n/a | Constraints | n/a | n/a | n/a
Top Level | n/a | 1900-12-31T23:59:59 | Submitted:Submitted for Approval | Component | Timber:200 X 400:138507 | Level: Roof Over Main Beams | n/a | n/a | Constraints | n/a | n/a
Top Offset | n/a | 1900-12-31T23:59:59 | Submitted:Submitted for Approval | Component | Timber:200 X 400:138507 | 1600 | n/a | n/a | Constraints | n/a | n/a | n/a
Volume | n/a | 1900-12-31T23:59:59 | Submitted:Submitted for Approval | Component | Timber:200 X 400:138507 | 0.448 | n/a | n/a | Dimensions | n/a | n/a | n/a
Structural Material | n/a | 1900-12-31T23:59:59 | Submitted:Submitted for Approval | Component | Timber:200 X 400:138507 | Wood - Dimensional Lumber | n/a | n/a | Materials and Finishes | n/a | n/a
Phase Created | n/a | 1900-12-31T23:59:59 | Submitted:Submitted for Approval | Component | Timber:200 X 400:138507 | New Construction | n/a | n/a | Phasing | n/a | n/a
Enable Analytical Model | n/a | 1900-12-31T23:59:59 | Submitted:Submitted for Approval | Component | Timber:200 X 400:138507 | TRUE | n/a | n/a | Structural | n/a | n/a | n/a
b | n/a | 1900-12-31T23:59:59 | Submitted:Submitted for Approval | Type | 240 X 200 | 200 | n/a | n/a | Dimensions | n/a | n/a | n/a
d | n/a | 1900-12-31T23:59:59 | Submitted:Submitted for Approval | Type | 240 X 200 | 240 | n/a | n/a | Dimensions | n/a | n/a | n/a
Assembly Code | n/a | 1900-12-31T23:59:59 | Submitted:Submitted for Approval | Type | 240 X 200 |  | n/a | n/a | Identity Data | n/a | n/a
Assembly Description | n/a | 1900-12-31T23:59:59 | Submitted:Submitted for Approval | Type | 240 X 200 |  | n/a | n/a | Identity Data | n/a | n/a
Keynote | n/a | 1900-12-31T23:59:59 | Submitted:Submitted for Approval | Type | 240 X 200 | G20 | n/a | n/a | Identity Data | n/a | n/a
OmniClass Number | n/a | 1900-12-31T23:59:59 | Submitted:Submitted for Approval | Type | 240 X 200 |  | n/a | n/a | Identity Data | n/a | n/a
OmniClass Title | n/a | 1900-12-31T23:59:59 | Submitted:Submitted for Approval | Type | 240 X 200 |  | n/a | n/a | Identity Data | n/a | n/a
A | n/a | 1900-12-31T23:59:59 | Submitted:Submitted for Approval | Type | 240 X 200 | 0.01952 | n/a | n/a | Structural | n/a | n/a | n/a
Reference | n/a | 1900-12-31T23:59:59 | Submitted:Submitted for Approval | Component | Timber:240 X 200:140250 | 240 X 200 | n/a | n/a | Pset_ColumnCommon | n/a | n/a
LoadBearing | n/a | 1900-12-31T23:59:59 | Submitted:Submitted for Approval | Component | Timber:240 X 200:140250 | TRUE | n/a | n/a | Pset_ColumnCommon | n/a | n/a | n/a
IsExternal | n/a | 1900-12-31T23:59:59 | Submitted:Submitted for Approval | Component | Timber:240 X 200:140250 | n/a | n/a | n/a | Pset_ColumnCommon | n/a | n/a | n/a
Base Level | n/a | 1900-12-31T23:59:59 | Submitted:Submitted for Approval | Component | Timber:240 X 200:140250 | Level: Ground Floor | n/a | n/a | Constraints | n/a | n/a
Base Offset | n/a | 1900-12-31T23:59:59 | Submitted:Submitted for Approval | Component | Timber:240 X 200:140250 | 0 | n/a | n/a | Constraints | n/a | n/a | n/a
Column Location Mark | n/a | 1900-12-31T23:59:59 | Submitted:Submitted for Approval | Component | Timber:240 X 200:140250 | I(126)-1 | n/a | n/a | Constraints | n/a | n/a
Column Style | n/a | 1900-12-31T23:59:59 | Submitted:Submitted for Approval | Component | Timber:240 X 200:140250 | Vertical | n/a | n/a | Constraints | n/a | n/a
Moves With Grids | n/a | 1900-12-31T23:59:59 | Submitted:Submitted for Approval | Component | Timber:240 X 200:140250 | TRUE | n/a | n/a | Constraints | n/a | n/a | n/a
Top Level | n/a | 1900-12-31T23:59:59 | Submitted:Submitted for Approval | Component | Timber:240 X 200:140250 | Level: Ground Floor | n/a | n/a | Constraints | n/a | n/a
Top Offset | n/a | 1900-12-31T23:59:59 | Submitted:Submitted for Approval | Component | Timber:240 X 200:140250 | 2700 | n/a | n/a | Constraints | n/a | n/a | n/a
Volume | n/a | 1900-12-31T23:59:59 | Submitted:Submitted for Approval | Component | Timber:240 X 200:140250 | 0.1296 | n/a | n/a | Dimensions | n/a | n/a | n/a
Structural Material | n/a | 1900-12-31T23:59:59 | Submitted:Submitted for Approval | Component | Timber:240 X 200:140250 | Wood - Dimensional Lumber | n/a | n/a | Materials and Finishes | n/a | n/a
Phase Created | n/a | 1900-12-31T23:59:59 | Submitted:Submitted for Approval | Component | Timber:240 X 200:140250 | New Construction | n/a | n/a | Phasing | n/a | n/a
Enable Analytical Model | n/a | 1900-12-31T23:59:59 | Submitted:Submitted for Approval | Component | Timber:240 X 200:140250 | TRUE | n/a | n/a | Structural | n/a | n/a | n/a
b | n/a | 1900-12-31T23:59:59 | Submitted:Submitted for Approval | Type | 200 X 200 | 200 | n/a | n/a | Dimensions | n/a | n/a | n/a
d | n/a | 1900-12-31T23:59:59 | Submitted:Submitted for Approval | Type | 200 X 200 | 200 | n/a | n/a | Dimensions | n/a | n/a | n/a
Assembly Code | n/a | 1900-12-31T23:59:59 | Submitted:Submitted for Approval | Type | 200 X 200 |  | n/a | n/a | Identity Data | n/a | n/a
Assembly Description | n/a | 1900-12-31T23:59:59 | Submitted:Submitted for Approval | Type | 200 X 200 |  | n/a | n/a | Identity Data | n/a | n/a
Keynote | n/a | 1900-12-31T23:59:59 | Submitted:Submitted for Approval | Type | 200 X 200 | G20 | n/a | n/a | Identity Data | n/a | n/a
OmniClass Number | n/a | 1900-12-31T23:59:59 | Submitted:Submitted for Approval | Type | 200 X 200 |  | n/a | n/a | Identity Data | n/a | n/a
OmniClass Title | n/a | 1900-12-31T23:59:59 | Submitted:Submitted for Approval | Type | 200 X 200 |  | n/a | n/a | Identity Data | n/a | n/a
A | n/a | 1900-12-31T23:59:59 | Submitted:Submitted for Approval | Type | 200 X 200 | 0.01952 | n/a | n/a | Structural | n/a | n/a | n/a
Reference | n/a | 1900-12-31T23:59:59 | Submitted:Submitted for Approval | Component | Timber:200 X 200:140341 | 200 X 200 | n/a | n/a | Pset_ColumnCommon | n/a | n/a
LoadBearing | n/a | 1900-12-31T23:59:59 | Submitted:Submitted for Approval | Component | Timber:200 X 200:140341 | TRUE | n/a | n/a | Pset_ColumnCommon | n/a | n/a | n/a
IsExternal | n/a | 1900-12-31T23:59:59 | Submitted:Submitted for Approval | Component | Timber:200 X 200:140341 | n/a | n/a | n/a | Pset_ColumnCommon | n/a | n/a | n/a
Base Level | n/a | 1900-12-31T23:59:59 | Submitted:Submitted for Approval | Component | Timber:200 X 200:140341 | Level: Ground Floor | n/a | n/a | Constraints | n/a | n/a
Base Offset | n/a | 1900-12-31T23:59:59 | Submitted:Submitted for Approval | Component | Timber:200 X 200:140341 | 0 | n/a | n/a | Constraints | n/a | n/a | n/a
Column Location Mark | n/a | 1900-12-31T23:59:59 | Submitted:Submitted for Approval | Component | Timber:200 X 200:140341 | G(1735)-1 | n/a | n/a | Constraints | n/a | n/a
Column Style | n/a | 1900-12-31T23:59:59 | Submitted:Submitted for Approval | Component | Timber:200 X 200:140341 | Vertical | n/a | n/a | Constraints | n/a | n/a
Moves With Grids | n/a | 1900-12-31T23:59:59 | Submitted:Submitted for Approval | Component | Timber:200 X 200:140341 | TRUE | n/a | n/a | Constraints | n/a | n/a | n/a
Top Level | n/a | 1900-12-31T23:59:59 | Submitted:Submitted for Approval | Component | Timber:200 X 200:140341 | Level: Ground Floor | n/a | n/a | Constraints | n/a | n/a
Top Offset | n/a | 1900-12-31T23:59:59 | Submitted:Submitted for Approval | Component | Timber:200 X 200:140341 | 2700 | n/a | n/a | Constraints | n/a | n/a | n/a
Volume | n/a | 1900-12-31T23:59:59 | Submitted:Submitted for Approval | Component | Timber:200 X 200:140341 | 0.108 | n/a | n/a | Dimensions | n/a | n/a | n/a
Structural Material | n/a | 1900-12-31T23:59:59 | Submitted:Submitted for Approval | Component | Timber:200 X 200:140341 | Wood - Dimensional Lumber | n/a | n/a | Materials and Finishes | n/a | n/a
Phase Created | n/a | 1900-12-31T23:59:59 | Submitted:Submitted for Approval | Component | Timber:200 X 200:140341 | New Construction | n/a | n/a | Phasing | n/a | n/a
Enable Analytical Model | n/a | 1900-12-31T23:59:59 | Submitted:Submitted for Approval | Component | Timber:200 X 200:140341 | TRUE | n/a | n/a | Structural | n/a | n/a | n/a
Analytic Construction | n/a | 1900-12-31T23:59:59 | Submitted:Submitted for Approval | Type | 1010X2100 | <None> | n/a | n/a | Analytical Properties | n/a | n/a
Function | n/a | 1900-12-31T23:59:59 | Submitted:Submitted for Approval | Type | 1010X2100 | Exterior | n/a | n/a | Construction | n/a | n/a
ThresholdRequired | n/a | 1900-12-31T23:59:59 | Submitted:Submitted for Approval | Type | 1010X2100 | TRUE | n/a | n/a | Construction | n/a | n/a | n/a
ClearOpeningWidth | n/a | 1900-12-31T23:59:59 | Submitted:Submitted for Approval | Type | 1010X2100 | 894 | n/a | n/a | Dimensions | n/a | n/a | n/a
FrameSetback | n/a | 1900-12-31T23:59:59 | Submitted:Submitted for Approval | Type | 1010X2100 | 0 | n/a | n/a | Dimensions | n/a | n/a | n/a
FrameThickness | n/a | 1900-12-31T23:59:59 | Submitted:Submitted for Approval | Type | 1010X2100 | 50 | n/a | n/a | Dimensions | n/a | n/a | n/a
FrameWidth | n/a | 1900-12-31T23:59:59 | Submitted:Submitted for Approval | Type | 1010X2100 | 375 | n/a | n/a | Dimensions | n/a | n/a | n/a
Height | n/a | 1900-12-31T23:59:59 | Submitted:Submitted for Approval | Type | 1010X2100 | 2100 | n/a | n/a | Dimensions | n/a | n/a | n/a
LeafHeight | n/a | 1900-12-31T23:59:59 | Submitted:Submitted for Approval | Type | 1010X2100 | 2022 | n/a | n/a | Dimensions | n/a | n/a | n/a
LeafThickness | n/a | 1900-12-31T23:59:59 | Submitted:Submitted for Approval | Type | 1010X2100 | 70 | n/a | n/a | Dimensions | n/a | n/a | n/a
MainLeafWidth | n/a | 1900-12-31T23:59:59 | Submitted:Submitted for Approval | Type | 1010X2100 | 890 | n/a | n/a | Dimensions | n/a | n/a | n/a
OpeningTolerance | n/a | 1900-12-31T23:59:59 | Submitted:Submitted for Approval | Type | 1010X2100 | 2 | n/a | n/a | Dimensions | n/a | n/a | n/a
RebateDepth | n/a | 1900-12-31T23:59:59 | Submitted:Submitted for Approval | Type | 1010X2100 | 72 | n/a | n/a | Dimensions | n/a | n/a | n/a
Rough Height | n/a | 1900-12-31T23:59:59 | Submitted:Submitted for Approval | Type | 1010X2100 | 2100 | n/a | n/a | Dimensions | n/a | n/a | n/a
Rough Width | n/a | 1900-12-31T23:59:59 | Submitted:Submitted for Approval | Type | 1010X2100 | 1010 | n/a | n/a | Dimensions | n/a | n/a | n/a
StructuralOpeningHeight | n/a | 1900-12-31T23:59:59 | Submitted:Submitted for Approval | Type | 1010X2100 | 2100 | n/a | n/a | Dimensions | n/a | n/a | n/a
StructuralOpeningWidth | n/a | 1900-12-31T23:59:59 | Submitted:Submitted for Approval | Type | 1010X2100 | 1010 | n/a | n/a | Dimensions | n/a | n/a | n/a
StructuralTolerance | n/a | 1900-12-31T23:59:59 | Submitted:Submitted for Approval | Type | 1010X2100 | 8 | n/a | n/a | Dimensions | n/a | n/a | n/a
Thickness | n/a | 1900-12-31T23:59:59 | Submitted:Submitted for Approval | Type | 1010X2100 | 70 | n/a | n/a | Dimensions | n/a | n/a | n/a
ThresholdProjection | n/a | 1900-12-31T23:59:59 | Submitted:Submitted for Approval | Type | 1010X2100 | 25 | n/a | n/a | Dimensions | n/a | n/a | n/a
ThresholdThickness | n/a | 1900-12-31T23:59:59 | Submitted:Submitted for Approval | Type | 1010X2100 | 10 | n/a | n/a | Dimensions | n/a | n/a | n/a
ThresholdThicknessForCalc | n/a | 1900-12-31T23:59:59 | Submitted:Submitted for Approval | Type | 1010X2100 | 10 | n/a | n/a | Dimensions | n/a | n/a | n/a
Undercut | n/a | 1900-12-31T23:59:59 | Submitted:Submitted for Approval | Type | 1010X2100 | 8 | n/a | n/a | Dimensions | n/a | n/a | n/a
Width | n/a | 1900-12-31T23:59:59 | Submitted:Submitted for Approval | Type | 1010X2100 | 1010 | n/a | n/a | Dimensions | n/a | n/a | n/a
Assembly Code | n/a | 1900-12-31T23:59:59 | Submitted:Submitted for Approval | Type | 1010X2100 |  | n/a | n/a | Identity Data | n/a | n/a
Assembly Description | n/a | 1900-12-31T23:59:59 | Submitted:Submitted for Approval | Type | 1010X2100 |  | n/a | n/a | Identity Data | n/a | n/a
Configuration | n/a | 1900-12-31T23:59:59 | Submitted:Submitted for Approval | Type | 1010X2100 | Single | n/a | n/a | Identity Data | n/a | n/a
Description | n/a | 1900-12-31T23:59:59 | Submitted:Submitted for Approval | Type | 1010X2100 | External single blank door | n/a | n/a | Identity Data | n/a | n/a
FrameProfile | n/a | 1900-12-31T23:59:59 | Submitted:Submitted for Approval | Type | 1010X2100 |  | n/a | n/a | Identity Data | n/a | n/a
Help | n/a | 1900-12-31T23:59:59 | Submitted:Submitted for Approval | Type | 1010X2100 | www.nationalbimlibrary.com | n/a | n/a | Identity Data | n/a | n/a
IssueDate | n/a | 1900-12-31T23:59:59 | Submitted:Submitted for Approval | Type | 1010X2100 | 12/03/07 | n/a | n/a | Identity Data | n/a | n/a
Keynote | n/a | 1900-12-31T23:59:59 | Submitted:Submitted for Approval | Type | 1010X2100 | 25 50 20 110 | n/a | n/a | Identity Data | n/a | n/a
NBSDescription | n/a | 1900-12-31T23:59:59 | Submitted:Submitted for Approval | Type | 1010X2100 | Doorset system type A | n/a | n/a | Identity Data | n/a | n/a
NBSReference | n/a | 1900-12-31T23:59:59 | Submitted:Submitted for Approval | Type | 1010X2100 | 25-50-20/120A | n/a | n/a | Identity Data | n/a | n/a
OmniClass Number | n/a | 1900-12-31T23:59:59 | Submitted:Submitted for Approval | Type | 1010X2100 |  | n/a | n/a | Identity Data | n/a | n/a
OmniClass Title | n/a | 1900-12-31T23:59:59 | Submitted:Submitted for Approval | Type | 1010X2100 |  | n/a | n/a | Identity Data | n/a | n/a
Type Mark | n/a | 1900-12-31T23:59:59 | Submitted:Submitted for Approval | Type | 1010X2100 | 148 | n/a | n/a | Identity Data | n/a | n/a
Units | n/a | 1900-12-31T23:59:59 | Submitted:Submitted for Approval | Type | 1010X2100 | Metric | n/a | n/a | Identity Data | n/a | n/a
URL | n/a | 1900-12-31T23:59:59 | Submitted:Submitted for Approval | Type | 1010X2100 | www.nationalbimlibrary.com | n/a | n/a | Identity Data | n/a | n/a
Version | n/a | 1900-12-31T23:59:59 | Submitted:Submitted for Approval | Type | 1010X2100 | 1.0 | n/a | n/a | Identity Data | n/a | n/a
VisionPanelConfiguration | n/a | 1900-12-31T23:59:59 | Submitted:Submitted for Approval | Type | 1010X2100 |  | n/a | n/a | Identity Data | n/a | n/a
Frame/MullionMaterial | n/a | 1900-12-31T23:59:59 | Submitted:Submitted for Approval | Type | 1010X2100 | nbl_ConceptSolid | n/a | n/a | Materials and Finishes | n/a | n/a
LeafMaterial | n/a | 1900-12-31T23:59:59 | Submitted:Submitted for Approval | Type | 1010X2100 | nbl_ConceptSolid | n/a | n/a | Materials and Finishes | n/a | n/a
ThresholdMaterial | n/a | 1900-12-31T23:59:59 | Submitted:Submitted for Approval | Type | 1010X2100 | nbl_ConceptSolid | n/a | n/a | Materials and Finishes | n/a | n/a
Colour | n/a | 1900-12-31T23:59:59 | Submitted:Submitted for Approval | Type | 1010X2100 |  | n/a | n/a | Other | n/a | n/a
Constituents | n/a | 1900-12-31T23:59:59 | Submitted:Submitted for Approval | Type | 1010X2100 |  | n/a | n/a | Other | n/a | n/a
Features | n/a | 1900-12-31T23:59:59 | Submitted:Submitted for Approval | Type | 1010X2100 |  | n/a | n/a | Other | n/a | n/a
Finish | n/a | 1900-12-31T23:59:59 | Submitted:Submitted for Approval | Type | 1010X2100 |  | n/a | n/a | Other | n/a | n/a
Grade | n/a | 1900-12-31T23:59:59 | Submitted:Submitted for Approval | Type | 1010X2100 |  | n/a | n/a | Other | n/a | n/a
Material | n/a | 1900-12-31T23:59:59 | Submitted:Submitted for Approval | Type | 1010X2100 |  | n/a | n/a | Other | n/a | n/a
NominalHeight | n/a | 1900-12-31T23:59:59 | Submitted:Submitted for Approval | Type | 1010X2100 | 2100 | n/a | n/a | Other | n/a | n/a | n/a
NominalLength | n/a | 1900-12-31T23:59:59 | Submitted:Submitted for Approval | Type | 1010X2100 | 0 | n/a | n/a | Other | n/a | n/a | n/a
NominalWidth | n/a | 1900-12-31T23:59:59 | Submitted:Submitted for Approval | Type | 1010X2100 | 1010 | n/a | n/a | Other | n/a | n/a | n/a
ProductionYear | n/a | 1900-12-31T23:59:59 | Submitted:Submitted for Approval | Type | 1010X2100 |  | n/a | n/a | Other | n/a | n/a
ReplacementCost | n/a | 1900-12-31T23:59:59 | Submitted:Submitted for Approval | Type | 1010X2100 |  | n/a | n/a | Other | n/a | n/a
ServiceLifeDuration | n/a | 1900-12-31T23:59:59 | Submitted:Submitted for Approval | Type | 1010X2100 |  | n/a | n/a | Other | n/a | n/a
Shape | n/a | 1900-12-31T23:59:59 | Submitted:Submitted for Approval | Type | 1010X2100 |  | n/a | n/a | Other | n/a | n/a
Size | n/a | 1900-12-31T23:59:59 | Submitted:Submitted for Approval | Type | 1010X2100 |  | n/a | n/a | Other | n/a | n/a
WarrantyDescription | n/a | 1900-12-31T23:59:59 | Submitted:Submitted for Approval | Type | 1010X2100 |  | n/a | n/a | Other | n/a | n/a
WarrantyDurationLabour | n/a | 1900-12-31T23:59:59 | Submitted:Submitted for Approval | Type | 1010X2100 |  | n/a | n/a | Other | n/a | n/a
WarrantyDurationParts | n/a | 1900-12-31T23:59:59 | Submitted:Submitted for Approval | Type | 1010X2100 |  | n/a | n/a | Other | n/a | n/a
WarrantyGuarantorLabour | n/a | 1900-12-31T23:59:59 | Submitted:Submitted for Approval | Type | 1010X2100 |  | n/a | n/a | Other | n/a | n/a
WarrantyGuarantorParts | n/a | 1900-12-31T23:59:59 | Submitted:Submitted for Approval | Type | 1010X2100 |  | n/a | n/a | Other | n/a | n/a
Reference | n/a | 1900-12-31T23:59:59 | Submitted:Submitted for Approval | Component | nbl_Door_Ext-Sgl-Blnk:1010X2100:141810 | ES01 | n/a | n/a | Pset_DoorCommon | n/a | n/a
IsExternal | n/a | 1900-12-31T23:59:59 | Submitted:Submitted for Approval | Component | nbl_Door_Ext-Sgl-Blnk:1010X2100:141810 | TRUE | n/a | n/a | Pset_DoorCommon | n/a | n/a | n/a
FireRating | n/a | 1900-12-31T23:59:59 | Submitted:Submitted for Approval | Component | nbl_Door_Ext-Sgl-Blnk:1010X2100:141810 |  | n/a | n/a | Pset_DoorCommon | n/a | n/a
ThermalTransmittance | n/a | 1900-12-31T23:59:59 | Submitted:Submitted for Approval | Component | nbl_Door_Ext-Sgl-Blnk:1010X2100:141810 | 0 | n/a | n/a | Pset_DoorCommon | n/a | n/a | n/a
AcousticRating | n/a | 1900-12-31T23:59:59 | Submitted:Submitted for Approval | Component | nbl_Door_Ext-Sgl-Blnk:1010X2100:141810 |  | n/a | n/a | Pset_DoorCommon | n/a | n/a
SecurityRating | n/a | 1900-12-31T23:59:59 | Submitted:Submitted for Approval | Component | nbl_Door_Ext-Sgl-Blnk:1010X2100:141810 |  | n/a | n/a | Pset_DoorCommon | n/a | n/a
SelfClosing | n/a | 1900-12-31T23:59:59 | Submitted:Submitted for Approval | Component | nbl_Door_Ext-Sgl-Blnk:1010X2100:141810 | n/a | n/a | n/a | Pset_DoorCommon | n/a | n/a | n/a
ProductionYear | n/a | 1900-12-31T23:59:59 | Submitted:Submitted for Approval | Component | nbl_Door_Ext-Sgl-Blnk:1010X2100:141810 |  | n/a | n/a | Pset_ManufacturerTypeInformation | n/a | n/a
Level | n/a | 1900-12-31T23:59:59 | Submitted:Submitted for Approval | Component | nbl_Door_Ext-Sgl-Blnk:1010X2100:141810 | Level: Ground Floor | n/a | n/a | Constraints | n/a | n/a
Sill Height | n/a | 1900-12-31T23:59:59 | Submitted:Submitted for Approval | Component | nbl_Door_Ext-Sgl-Blnk:1010X2100:141810 | 0 | n/a | n/a | Constraints | n/a | n/a | n/a
WallThickness | n/a | 1900-12-31T23:59:59 | Submitted:Submitted for Approval | Component | nbl_Door_Ext-Sgl-Blnk:1010X2100:141810 | 375 | n/a | n/a | Dimensions | n/a | n/a | n/a
FireRating | n/a | 1900-12-31T23:59:59 | Submitted:Submitted for Approval | Component | nbl_Door_Ext-Sgl-Blnk:1010X2100:141810 |  | n/a | n/a | Fire Protection | n/a | n/a
AirTransferGrille | n/a | 1900-12-31T23:59:59 | Submitted:Submitted for Approval | Component | nbl_Door_Ext-Sgl-Blnk:1010X2100:141810 | n/a | n/a | n/a | Identity Data | n/a | n/a | n/a
AirTransferGrilleSize | n/a | 1900-12-31T23:59:59 | Submitted:Submitted for Approval | Component | nbl_Door_Ext-Sgl-Blnk:1010X2100:141810 |  | n/a | n/a | Identity Data | n/a | n/a
AntiFingerTrapRequirement | n/a | 1900-12-31T23:59:59 | Submitted:Submitted for Approval | Component | nbl_Door_Ext-Sgl-Blnk:1010X2100:141810 | n/a | n/a | n/a | Identity Data | n/a | n/a | n/a
BreakOutFacility | n/a | 1900-12-31T23:59:59 | Submitted:Submitted for Approval | Component | nbl_Door_Ext-Sgl-Blnk:1010X2100:141810 | n/a | n/a | n/a | Identity Data | n/a | n/a | n/a
ComponentNumber | n/a | 1900-12-31T23:59:59 | Submitted:Submitted for Approval | Component | nbl_Door_Ext-Sgl-Blnk:1010X2100:141810 |  | n/a | n/a | Identity Data | n/a | n/a
Decoration | n/a | 1900-12-31T23:59:59 | Submitted:Submitted for Approval | Component | nbl_Door_Ext-Sgl-Blnk:1010X2100:141810 |  | n/a | n/a | Identity Data | n/a | n/a
DoorNumber | n/a | 1900-12-31T23:59:59 | Submitted:Submitted for Approval | Component | nbl_Door_Ext-Sgl-Blnk:1010X2100:141810 | D01 | n/a | n/a | Identity Data | n/a | n/a
ElectronicLock | n/a | 1900-12-31T23:59:59 | Submitted:Submitted for Approval | Component | nbl_Door_Ext-Sgl-Blnk:1010X2100:141810 | n/a | n/a | n/a | Identity Data | n/a | n/a | n/a
FloorFinish | n/a | 1900-12-31T23:59:59 | Submitted:Submitted for Approval | Component | nbl_Door_Ext-Sgl-Blnk:1010X2100:141810 |  | n/a | n/a | Identity Data | n/a | n/a
FrameFinish | n/a | 1900-12-31T23:59:59 | Submitted:Submitted for Approval | Component | nbl_Door_Ext-Sgl-Blnk:1010X2100:141810 |  | n/a | n/a | Identity Data | n/a | n/a
FrameMaterial | n/a | 1900-12-31T23:59:59 | Submitted:Submitted for Approval | Component | nbl_Door_Ext-Sgl-Blnk:1010X2100:141810 |  | n/a | n/a | Identity Data | n/a | n/a
GlassThickness | n/a | 1900-12-31T23:59:59 | Submitted:Submitted for Approval | Component | nbl_Door_Ext-Sgl-Blnk:1010X2100:141810 |  | n/a | n/a | Identity Data | n/a | n/a
GlassType | n/a | 1900-12-31T23:59:59 | Submitted:Submitted for Approval | Component | nbl_Door_Ext-Sgl-Blnk:1010X2100:141810 |  | n/a | n/a | Identity Data | n/a | n/a
Handing | n/a | 1900-12-31T23:59:59 | Submitted:Submitted for Approval | Component | nbl_Door_Ext-Sgl-Blnk:1010X2100:141810 |  | n/a | n/a | Identity Data | n/a | n/a
HardwareSet | n/a | 1900-12-31T23:59:59 | Submitted:Submitted for Approval | Component | nbl_Door_Ext-Sgl-Blnk:1010X2100:141810 |  | n/a | n/a | Identity Data | n/a | n/a
HeadDetail | n/a | 1900-12-31T23:59:59 | Submitted:Submitted for Approval | Component | nbl_Door_Ext-Sgl-Blnk:1010X2100:141810 |  | n/a | n/a | Identity Data | n/a | n/a
HoldOpen | n/a | 1900-12-31T23:59:59 | Submitted:Submitted for Approval | Component | nbl_Door_Ext-Sgl-Blnk:1010X2100:141810 | n/a | n/a | n/a | Identity Data | n/a | n/a | n/a
JambDetail | n/a | 1900-12-31T23:59:59 | Submitted:Submitted for Approval | Component | nbl_Door_Ext-Sgl-Blnk:1010X2100:141810 |  | n/a | n/a | Identity Data | n/a | n/a
KeySuiting | n/a | 1900-12-31T23:59:59 | Submitted:Submitted for Approval | Component | nbl_Door_Ext-Sgl-Blnk:1010X2100:141810 |  | n/a | n/a | Identity Data | n/a | n/a
LeafEdgings | n/a | 1900-12-31T23:59:59 | Submitted:Submitted for Approval | Component | nbl_Door_Ext-Sgl-Blnk:1010X2100:141810 |  | n/a | n/a | Identity Data | n/a | n/a
LeafFacing | n/a | 1900-12-31T23:59:59 | Submitted:Submitted for Approval | Component | nbl_Door_Ext-Sgl-Blnk:1010X2100:141810 |  | n/a | n/a | Identity Data | n/a | n/a
LeafSwing | n/a | 1900-12-31T23:59:59 | Submitted:Submitted for Approval | Component | nbl_Door_Ext-Sgl-Blnk:1010X2100:141810 |  | n/a | n/a | Identity Data | n/a | n/a
Mark | n/a | 1900-12-31T23:59:59 | Submitted:Submitted for Approval | Component | nbl_Door_Ext-Sgl-Blnk:1010X2100:141810 | 1 | n/a | n/a | Identity Data | n/a | n/a
OpeningMechanism | n/a | 1900-12-31T23:59:59 | Submitted:Submitted for Approval | Component | nbl_Door_Ext-Sgl-Blnk:1010X2100:141810 | n/a | n/a | n/a | Identity Data | n/a | n/a | n/a
PoweredOperation | n/a | 1900-12-31T23:59:59 | Submitted:Submitted for Approval | Component | nbl_Door_Ext-Sgl-Blnk:1010X2100:141810 | n/a | n/a | n/a | Identity Data | n/a | n/a | n/a
SignageFire | n/a | 1900-12-31T23:59:59 | Submitted:Submitted for Approval | Component | nbl_Door_Ext-Sgl-Blnk:1010X2100:141810 |  | n/a | n/a | Identity Data | n/a | n/a
SignageSecurity | n/a | 1900-12-31T23:59:59 | Submitted:Submitted for Approval | Component | nbl_Door_Ext-Sgl-Blnk:1010X2100:141810 |  | n/a | n/a | Identity Data | n/a | n/a
SignageWayfinding | n/a | 1900-12-31T23:59:59 | Submitted:Submitted for Approval | Component | nbl_Door_Ext-Sgl-Blnk:1010X2100:141810 |  | n/a | n/a | Identity Data | n/a | n/a
AssetIdentifier | n/a | 1900-12-31T23:59:59 | Submitted:Submitted for Approval | Component | nbl_Door_Ext-Sgl-Blnk:1010X2100:141810 |  | n/a | n/a | Other | n/a | n/a
BarCode | n/a | 1900-12-31T23:59:59 | Submitted:Submitted for Approval | Component | nbl_Door_Ext-Sgl-Blnk:1010X2100:141810 |  | n/a | n/a | Other | n/a | n/a
Head Height | n/a | 1900-12-31T23:59:59 | Submitted:Submitted for Approval | Component | nbl_Door_Ext-Sgl-Blnk:1010X2100:141810 | 2100 | n/a | n/a | Other | n/a | n/a | n/a
InstallationDate | n/a | 1900-12-31T23:59:59 | Submitted:Submitted for Approval | Component | nbl_Door_Ext-Sgl-Blnk:1010X2100:141810 |  | n/a | n/a | Other | n/a | n/a
SerialNumber | n/a | 1900-12-31T23:59:59 | Submitted:Submitted for Approval | Component | nbl_Door_Ext-Sgl-Blnk:1010X2100:141810 |  | n/a | n/a | Other | n/a | n/a
TagNumber | n/a | 1900-12-31T23:59:59 | Submitted:Submitted for Approval | Component | nbl_Door_Ext-Sgl-Blnk:1010X2100:141810 |  | n/a | n/a | Other | n/a | n/a
WarrantyStartDate | n/a | 1900-12-31T23:59:59 | Submitted:Submitted for Approval | Component | nbl_Door_Ext-Sgl-Blnk:1010X2100:141810 |  | n/a | n/a | Other | n/a | n/a
Phase Created | n/a | 1900-12-31T23:59:59 | Submitted:Submitted for Approval | Component | nbl_Door_Ext-Sgl-Blnk:1010X2100:141810 | New Construction | n/a | n/a | Phasing | n/a | n/a
Analytic Construction | n/a | 1900-12-31T23:59:59 | Submitted:Submitted for Approval | Type | 1010X2100 | <None> | n/a | n/a | Analytical Properties | n/a | n/a
Function | n/a | 1900-12-31T23:59:59 | Submitted:Submitted for Approval | Type | 1010X2100 | Exterior | n/a | n/a | Construction | n/a | n/a
ThresholdRequired | n/a | 1900-12-31T23:59:59 | Submitted:Submitted for Approval | Type | 1010X2100 | TRUE | n/a | n/a | Construction | n/a | n/a | n/a
ClearOpeningWidth | n/a | 1900-12-31T23:59:59 | Submitted:Submitted for Approval | Type | 1010X2100 | 894 | n/a | n/a | Dimensions | n/a | n/a | n/a
FrameSetback | n/a | 1900-12-31T23:59:59 | Submitted:Submitted for Approval | Type | 1010X2100 | 0 | n/a | n/a | Dimensions | n/a | n/a | n/a
FrameThickness | n/a | 1900-12-31T23:59:59 | Submitted:Submitted for Approval | Type | 1010X2100 | 50 | n/a | n/a | Dimensions | n/a | n/a | n/a
FrameWidth | n/a | 1900-12-31T23:59:59 | Submitted:Submitted for Approval | Type | 1010X2100 | 375 | n/a | n/a | Dimensions | n/a | n/a | n/a
Height | n/a | 1900-12-31T23:59:59 | Submitted:Submitted for Approval | Type | 1010X2100 | 2100 | n/a | n/a | Dimensions | n/a | n/a | n/a
LeafHeight | n/a | 1900-12-31T23:59:59 | Submitted:Submitted for Approval | Type | 1010X2100 | 2022 | n/a | n/a | Dimensions | n/a | n/a | n/a
LeafThickness | n/a | 1900-12-31T23:59:59 | Submitted:Submitted for Approval | Type | 1010X2100 | 70 | n/a | n/a | Dimensions | n/a | n/a | n/a
MainLeafWidth | n/a | 1900-12-31T23:59:59 | Submitted:Submitted for Approval | Type | 1010X2100 | 890 | n/a | n/a | Dimensions | n/a | n/a | n/a
OpeningTolerance | n/a | 1900-12-31T23:59:59 | Submitted:Submitted for Approval | Type | 1010X2100 | 2 | n/a | n/a | Dimensions | n/a | n/a | n/a
RebateDepth | n/a | 1900-12-31T23:59:59 | Submitted:Submitted for Approval | Type | 1010X2100 | 72 | n/a | n/a | Dimensions | n/a | n/a | n/a
Rough Height | n/a | 1900-12-31T23:59:59 | Submitted:Submitted for Approval | Type | 1010X2100 | 2100 | n/a | n/a | Dimensions | n/a | n/a | n/a
Rough Width | n/a | 1900-12-31T23:59:59 | Submitted:Submitted for Approval | Type | 1010X2100 | 1010 | n/a | n/a | Dimensions | n/a | n/a | n/a
StructuralOpeningHeight | n/a | 1900-12-31T23:59:59 | Submitted:Submitted for Approval | Type | 1010X2100 | 2100 | n/a | n/a | Dimensions | n/a | n/a | n/a
StructuralOpeningWidth | n/a | 1900-12-31T23:59:59 | Submitted:Submitted for Approval | Type | 1010X2100 | 1010 | n/a | n/a | Dimensions | n/a | n/a | n/a
StructuralTolerance | n/a | 1900-12-31T23:59:59 | Submitted:Submitted for Approval | Type | 1010X2100 | 8 | n/a | n/a | Dimensions | n/a | n/a | n/a
Thickness | n/a | 1900-12-31T23:59:59 | Submitted:Submitted for Approval | Type | 1010X2100 | 70 | n/a | n/a | Dimensions | n/a | n/a | n/a
ThresholdProjection | n/a | 1900-12-31T23:59:59 | Submitted:Submitted for Approval | Type | 1010X2100 | 25 | n/a | n/a | Dimensions | n/a | n/a | n/a
ThresholdThickness | n/a | 1900-12-31T23:59:59 | Submitted:Submitted for Approval | Type | 1010X2100 | 10 | n/a | n/a | Dimensions | n/a | n/a | n/a
ThresholdThicknessForCalc | n/a | 1900-12-31T23:59:59 | Submitted:Submitted for Approval | Type | 1010X2100 | 10 | n/a | n/a | Dimensions | n/a | n/a | n/a
Undercut | n/a | 1900-12-31T23:59:59 | Submitted:Submitted for Approval | Type | 1010X2100 | 8 | n/a | n/a | Dimensions | n/a | n/a | n/a
Width | n/a | 1900-12-31T23:59:59 | Submitted:Submitted for Approval | Type | 1010X2100 | 1010 | n/a | n/a | Dimensions | n/a | n/a | n/a
Assembly Code | n/a | 1900-12-31T23:59:59 | Submitted:Submitted for Approval | Type | 1010X2100 |  | n/a | n/a | Identity Data | n/a | n/a
Assembly Description | n/a | 1900-12-31T23:59:59 | Submitted:Submitted for Approval | Type | 1010X2100 |  | n/a | n/a | Identity Data | n/a | n/a
Configuration | n/a | 1900-12-31T23:59:59 | Submitted:Submitted for Approval | Type | 1010X2100 | Single | n/a | n/a | Identity Data | n/a | n/a
Description | n/a | 1900-12-31T23:59:59 | Submitted:Submitted for Approval | Type | 1010X2100 | External single blank door | n/a | n/a | Identity Data | n/a | n/a
FrameProfile | n/a | 1900-12-31T23:59:59 | Submitted:Submitted for Approval | Type | 1010X2100 |  | n/a | n/a | Identity Data | n/a | n/a
Help | n/a | 1900-12-31T23:59:59 | Submitted:Submitted for Approval | Type | 1010X2100 | www.nationalbimlibrary.com | n/a | n/a | Identity Data | n/a | n/a
IssueDate | n/a | 1900-12-31T23:59:59 | Submitted:Submitted for Approval | Type | 1010X2100 | 12/03/07 | n/a | n/a | Identity Data | n/a | n/a
Keynote | n/a | 1900-12-31T23:59:59 | Submitted:Submitted for Approval | Type | 1010X2100 | 25 50 20 110 | n/a | n/a | Identity Data | n/a | n/a
NBSDescription | n/a | 1900-12-31T23:59:59 | Submitted:Submitted for Approval | Type | 1010X2100 | Doorset system type A | n/a | n/a | Identity Data | n/a | n/a
NBSReference | n/a | 1900-12-31T23:59:59 | Submitted:Submitted for Approval | Type | 1010X2100 | 25-50-20/120A | n/a | n/a | Identity Data | n/a | n/a
OmniClass Number | n/a | 1900-12-31T23:59:59 | Submitted:Submitted for Approval | Type | 1010X2100 |  | n/a | n/a | Identity Data | n/a | n/a
OmniClass Title | n/a | 1900-12-31T23:59:59 | Submitted:Submitted for Approval | Type | 1010X2100 |  | n/a | n/a | Identity Data | n/a | n/a
Type Mark | n/a | 1900-12-31T23:59:59 | Submitted:Submitted for Approval | Type | 1010X2100 | 148 | n/a | n/a | Identity Data | n/a | n/a
Units | n/a | 1900-12-31T23:59:59 | Submitted:Submitted for Approval | Type | 1010X2100 | Metric | n/a | n/a | Identity Data | n/a | n/a
URL | n/a | 1900-12-31T23:59:59 | Submitted:Submitted for Approval | Type | 1010X2100 | www.nationalbimlibrary.com | n/a | n/a | Identity Data | n/a | n/a
Version | n/a | 1900-12-31T23:59:59 | Submitted:Submitted for Approval | Type | 1010X2100 | 1.0 | n/a | n/a | Identity Data | n/a | n/a
VisionPanelConfiguration | n/a | 1900-12-31T23:59:59 | Submitted:Submitted for Approval | Type | 1010X2100 |  | n/a | n/a | Identity Data | n/a | n/a
Frame/MullionMaterial | n/a | 1900-12-31T23:59:59 | Submitted:Submitted for Approval | Type | 1010X2100 | nbl_ConceptSolid | n/a | n/a | Materials and Finishes | n/a | n/a
LeafMaterial | n/a | 1900-12-31T23:59:59 | Submitted:Submitted for Approval | Type | 1010X2100 | nbl_ConceptSolid | n/a | n/a | Materials and Finishes | n/a | n/a
ThresholdMaterial | n/a | 1900-12-31T23:59:59 | Submitted:Submitted for Approval | Type | 1010X2100 | nbl_ConceptSolid | n/a | n/a | Materials and Finishes | n/a | n/a
Colour | n/a | 1900-12-31T23:59:59 | Submitted:Submitted for Approval | Type | 1010X2100 |  | n/a | n/a | Other | n/a | n/a
Constituents | n/a | 1900-12-31T23:59:59 | Submitted:Submitted for Approval | Type | 1010X2100 |  | n/a | n/a | Other | n/a | n/a
Features | n/a | 1900-12-31T23:59:59 | Submitted:Submitted for Approval | Type | 1010X2100 |  | n/a | n/a | Other | n/a | n/a
Finish | n/a | 1900-12-31T23:59:59 | Submitted:Submitted for Approval | Type | 1010X2100 |  | n/a | n/a | Other | n/a | n/a
Grade | n/a | 1900-12-31T23:59:59 | Submitted:Submitted for Approval | Type | 1010X2100 |  | n/a | n/a | Other | n/a | n/a
Material | n/a | 1900-12-31T23:59:59 | Submitted:Submitted for Approval | Type | 1010X2100 |  | n/a | n/a | Other | n/a | n/a
NominalHeight | n/a | 1900-12-31T23:59:59 | Submitted:Submitted for Approval | Type | 1010X2100 | 2100 | n/a | n/a | Other | n/a | n/a | n/a
NominalLength | n/a | 1900-12-31T23:59:59 | Submitted:Submitted for Approval | Type | 1010X2100 | 0 | n/a | n/a | Other | n/a | n/a | n/a
NominalWidth | n/a | 1900-12-31T23:59:59 | Submitted:Submitted for Approval | Type | 1010X2100 | 1010 | n/a | n/a | Other | n/a | n/a | n/a
ProductionYear | n/a | 1900-12-31T23:59:59 | Submitted:Submitted for Approval | Type | 1010X2100 |  | n/a | n/a | Other | n/a | n/a
ReplacementCost | n/a | 1900-12-31T23:59:59 | Submitted:Submitted for Approval | Type | 1010X2100 |  | n/a | n/a | Other | n/a | n/a
ServiceLifeDuration | n/a | 1900-12-31T23:59:59 | Submitted:Submitted for Approval | Type | 1010X2100 |  | n/a | n/a | Other | n/a | n/a
Shape | n/a | 1900-12-31T23:59:59 | Submitted:Submitted for Approval | Type | 1010X2100 |  | n/a | n/a | Other | n/a | n/a
Size | n/a | 1900-12-31T23:59:59 | Submitted:Submitted for Approval | Type | 1010X2100 |  | n/a | n/a | Other | n/a | n/a
WarrantyDescription | n/a | 1900-12-31T23:59:59 | Submitted:Submitted for Approval | Type | 1010X2100 |  | n/a | n/a | Other | n/a | n/a
WarrantyDurationLabour | n/a | 1900-12-31T23:59:59 | Submitted:Submitted for Approval | Type | 1010X2100 |  | n/a | n/a | Other | n/a | n/a
WarrantyDurationParts | n/a | 1900-12-31T23:59:59 | Submitted:Submitted for Approval | Type | 1010X2100 |  | n/a | n/a | Other | n/a | n/a
WarrantyGuarantorLabour | n/a | 1900-12-31T23:59:59 | Submitted:Submitted for Approval | Type | 1010X2100 |  | n/a | n/a | Other | n/a | n/a
WarrantyGuarantorParts | n/a | 1900-12-31T23:59:59 | Submitted:Submitted for Approval | Type | 1010X2100 |  | n/a | n/a | Other | n/a | n/a
Reference | n/a | 1900-12-31T23:59:59 | Submitted:Submitted for Approval | Component | nbl_Door_Ext-Sgl-Blnk:1010X2100:143113 | ES01 | n/a | n/a | Pset_DoorCommon | n/a | n/a
IsExternal | n/a | 1900-12-31T23:59:59 | Submitted:Submitted for Approval | Component | nbl_Door_Ext-Sgl-Blnk:1010X2100:143113 | TRUE | n/a | n/a | Pset_DoorCommon | n/a | n/a | n/a
FireRating | n/a | 1900-12-31T23:59:59 | Submitted:Submitted for Approval | Component | nbl_Door_Ext-Sgl-Blnk:1010X2100:143113 |  | n/a | n/a | Pset_DoorCommon | n/a | n/a
ThermalTransmittance | n/a | 1900-12-31T23:59:59 | Submitted:Submitted for Approval | Component | nbl_Door_Ext-Sgl-Blnk:1010X2100:143113 | 0 | n/a | n/a | Pset_DoorCommon | n/a | n/a | n/a
AcousticRating | n/a | 1900-12-31T23:59:59 | Submitted:Submitted for Approval | Component | nbl_Door_Ext-Sgl-Blnk:1010X2100:143113 |  | n/a | n/a | Pset_DoorCommon | n/a | n/a
SecurityRating | n/a | 1900-12-31T23:59:59 | Submitted:Submitted for Approval | Component | nbl_Door_Ext-Sgl-Blnk:1010X2100:143113 |  | n/a | n/a | Pset_DoorCommon | n/a | n/a
SelfClosing | n/a | 1900-12-31T23:59:59 | Submitted:Submitted for Approval | Component | nbl_Door_Ext-Sgl-Blnk:1010X2100:143113 | n/a | n/a | n/a | Pset_DoorCommon | n/a | n/a | n/a
ProductionYear | n/a | 1900-12-31T23:59:59 | Submitted:Submitted for Approval | Component | nbl_Door_Ext-Sgl-Blnk:1010X2100:143113 |  | n/a | n/a | Pset_ManufacturerTypeInformation | n/a | n/a
Level | n/a | 1900-12-31T23:59:59 | Submitted:Submitted for Approval | Component | nbl_Door_Ext-Sgl-Blnk:1010X2100:143113 | Level: Ground Floor | n/a | n/a | Constraints | n/a | n/a
Sill Height | n/a | 1900-12-31T23:59:59 | Submitted:Submitted for Approval | Component | nbl_Door_Ext-Sgl-Blnk:1010X2100:143113 | 0 | n/a | n/a | Constraints | n/a | n/a | n/a
WallThickness | n/a | 1900-12-31T23:59:59 | Submitted:Submitted for Approval | Component | nbl_Door_Ext-Sgl-Blnk:1010X2100:143113 | 375 | n/a | n/a | Dimensions | n/a | n/a | n/a
FireRating | n/a | 1900-12-31T23:59:59 | Submitted:Submitted for Approval | Component | nbl_Door_Ext-Sgl-Blnk:1010X2100:143113 |  | n/a | n/a | Fire Protection | n/a | n/a
AirTransferGrille | n/a | 1900-12-31T23:59:59 | Submitted:Submitted for Approval | Component | nbl_Door_Ext-Sgl-Blnk:1010X2100:143113 | n/a | n/a | n/a | Identity Data | n/a | n/a | n/a
AirTransferGrilleSize | n/a | 1900-12-31T23:59:59 | Submitted:Submitted for Approval | Component | nbl_Door_Ext-Sgl-Blnk:1010X2100:143113 |  | n/a | n/a | Identity Data | n/a | n/a
AntiFingerTrapRequirement | n/a | 1900-12-31T23:59:59 | Submitted:Submitted for Approval | Component | nbl_Door_Ext-Sgl-Blnk:1010X2100:143113 | n/a | n/a | n/a | Identity Data | n/a | n/a | n/a
BreakOutFacility | n/a | 1900-12-31T23:59:59 | Submitted:Submitted for Approval | Component | nbl_Door_Ext-Sgl-Blnk:1010X2100:143113 | n/a | n/a | n/a | Identity Data | n/a | n/a | n/a
ComponentNumber | n/a | 1900-12-31T23:59:59 | Submitted:Submitted for Approval | Component | nbl_Door_Ext-Sgl-Blnk:1010X2100:143113 |  | n/a | n/a | Identity Data | n/a | n/a
Decoration | n/a | 1900-12-31T23:59:59 | Submitted:Submitted for Approval | Component | nbl_Door_Ext-Sgl-Blnk:1010X2100:143113 |  | n/a | n/a | Identity Data | n/a | n/a
DoorNumber | n/a | 1900-12-31T23:59:59 | Submitted:Submitted for Approval | Component | nbl_Door_Ext-Sgl-Blnk:1010X2100:143113 | D02 | n/a | n/a | Identity Data | n/a | n/a
ElectronicLock | n/a | 1900-12-31T23:59:59 | Submitted:Submitted for Approval | Component | nbl_Door_Ext-Sgl-Blnk:1010X2100:143113 | n/a | n/a | n/a | Identity Data | n/a | n/a | n/a
FloorFinish | n/a | 1900-12-31T23:59:59 | Submitted:Submitted for Approval | Component | nbl_Door_Ext-Sgl-Blnk:1010X2100:143113 |  | n/a | n/a | Identity Data | n/a | n/a
FrameFinish | n/a | 1900-12-31T23:59:59 | Submitted:Submitted for Approval | Component | nbl_Door_Ext-Sgl-Blnk:1010X2100:143113 |  | n/a | n/a | Identity Data | n/a | n/a
FrameMaterial | n/a | 1900-12-31T23:59:59 | Submitted:Submitted for Approval | Component | nbl_Door_Ext-Sgl-Blnk:1010X2100:143113 |  | n/a | n/a | Identity Data | n/a | n/a
GlassThickness | n/a | 1900-12-31T23:59:59 | Submitted:Submitted for Approval | Component | nbl_Door_Ext-Sgl-Blnk:1010X2100:143113 |  | n/a | n/a | Identity Data | n/a | n/a
GlassType | n/a | 1900-12-31T23:59:59 | Submitted:Submitted for Approval | Component | nbl_Door_Ext-Sgl-Blnk:1010X2100:143113 |  | n/a | n/a | Identity Data | n/a | n/a
Handing | n/a | 1900-12-31T23:59:59 | Submitted:Submitted for Approval | Component | nbl_Door_Ext-Sgl-Blnk:1010X2100:143113 |  | n/a | n/a | Identity Data | n/a | n/a
HardwareSet | n/a | 1900-12-31T23:59:59 | Submitted:Submitted for Approval | Component | nbl_Door_Ext-Sgl-Blnk:1010X2100:143113 |  | n/a | n/a | Identity Data | n/a | n/a
HeadDetail | n/a | 1900-12-31T23:59:59 | Submitted:Submitted for Approval | Component | nbl_Door_Ext-Sgl-Blnk:1010X2100:143113 |  | n/a | n/a | Identity Data | n/a | n/a
HoldOpen | n/a | 1900-12-31T23:59:59 | Submitted:Submitted for Approval | Component | nbl_Door_Ext-Sgl-Blnk:1010X2100:143113 | n/a | n/a | n/a | Identity Data | n/a | n/a | n/a
JambDetail | n/a | 1900-12-31T23:59:59 | Submitted:Submitted for Approval | Component | nbl_Door_Ext-Sgl-Blnk:1010X2100:143113 |  | n/a | n/a | Identity Data | n/a | n/a
KeySuiting | n/a | 1900-12-31T23:59:59 | Submitted:Submitted for Approval | Component | nbl_Door_Ext-Sgl-Blnk:1010X2100:143113 |  | n/a | n/a | Identity Data | n/a | n/a
LeafEdgings | n/a | 1900-12-31T23:59:59 | Submitted:Submitted for Approval | Component | nbl_Door_Ext-Sgl-Blnk:1010X2100:143113 |  | n/a | n/a | Identity Data | n/a | n/a
LeafFacing | n/a | 1900-12-31T23:59:59 | Submitted:Submitted for Approval | Component | nbl_Door_Ext-Sgl-Blnk:1010X2100:143113 |  | n/a | n/a | Identity Data | n/a | n/a
LeafSwing | n/a | 1900-12-31T23:59:59 | Submitted:Submitted for Approval | Component | nbl_Door_Ext-Sgl-Blnk:1010X2100:143113 |  | n/a | n/a | Identity Data | n/a | n/a
Mark | n/a | 1900-12-31T23:59:59 | Submitted:Submitted for Approval | Component | nbl_Door_Ext-Sgl-Blnk:1010X2100:143113 | 2 | n/a | n/a | Identity Data | n/a | n/a
OpeningMechanism | n/a | 1900-12-31T23:59:59 | Submitted:Submitted for Approval | Component | nbl_Door_Ext-Sgl-Blnk:1010X2100:143113 | n/a | n/a | n/a | Identity Data | n/a | n/a | n/a
PoweredOperation | n/a | 1900-12-31T23:59:59 | Submitted:Submitted for Approval | Component | nbl_Door_Ext-Sgl-Blnk:1010X2100:143113 | n/a | n/a | n/a | Identity Data | n/a | n/a | n/a
SignageFire | n/a | 1900-12-31T23:59:59 | Submitted:Submitted for Approval | Component | nbl_Door_Ext-Sgl-Blnk:1010X2100:143113 |  | n/a | n/a | Identity Data | n/a | n/a
SignageSecurity | n/a | 1900-12-31T23:59:59 | Submitted:Submitted for Approval | Component | nbl_Door_Ext-Sgl-Blnk:1010X2100:143113 |  | n/a | n/a | Identity Data | n/a | n/a
SignageWayfinding | n/a | 1900-12-31T23:59:59 | Submitted:Submitted for Approval | Component | nbl_Door_Ext-Sgl-Blnk:1010X2100:143113 |  | n/a | n/a | Identity Data | n/a | n/a
AssetIdentifier | n/a | 1900-12-31T23:59:59 | Submitted:Submitted for Approval | Component | nbl_Door_Ext-Sgl-Blnk:1010X2100:143113 |  | n/a | n/a | Other | n/a | n/a
BarCode | n/a | 1900-12-31T23:59:59 | Submitted:Submitted for Approval | Component | nbl_Door_Ext-Sgl-Blnk:1010X2100:143113 |  | n/a | n/a | Other | n/a | n/a
Head Height | n/a | 1900-12-31T23:59:59 | Submitted:Submitted for Approval | Component | nbl_Door_Ext-Sgl-Blnk:1010X2100:143113 | 2100 | n/a | n/a | Other | n/a | n/a | n/a
InstallationDate | n/a | 1900-12-31T23:59:59 | Submitted:Submitted for Approval | Component | nbl_Door_Ext-Sgl-Blnk:1010X2100:143113 |  | n/a | n/a | Other | n/a | n/a
SerialNumber | n/a | 1900-12-31T23:59:59 | Submitted:Submitted for Approval | Component | nbl_Door_Ext-Sgl-Blnk:1010X2100:143113 |  | n/a | n/a | Other | n/a | n/a
TagNumber | n/a | 1900-12-31T23:59:59 | Submitted:Submitted for Approval | Component | nbl_Door_Ext-Sgl-Blnk:1010X2100:143113 |  | n/a | n/a | Other | n/a | n/a
WarrantyStartDate | n/a | 1900-12-31T23:59:59 | Submitted:Submitted for Approval | Component | nbl_Door_Ext-Sgl-Blnk:1010X2100:143113 |  | n/a | n/a | Other | n/a | n/a
Phase Created | n/a | 1900-12-31T23:59:59 | Submitted:Submitted for Approval | Component | nbl_Door_Ext-Sgl-Blnk:1010X2100:143113 | New Construction | n/a | n/a | Phasing | n/a | n/a
Reference | n/a | 1900-12-31T23:59:59 | Submitted:Submitted for Approval | Component | nbl_Door_Ext-Sgl-Blnk:1010X2100:143246 | ES01 | n/a | n/a | Pset_DoorCommon | n/a | n/a
IsExternal | n/a | 1900-12-31T23:59:59 | Submitted:Submitted for Approval | Component | nbl_Door_Ext-Sgl-Blnk:1010X2100:143246 | TRUE | n/a | n/a | Pset_DoorCommon | n/a | n/a | n/a
FireRating | n/a | 1900-12-31T23:59:59 | Submitted:Submitted for Approval | Component | nbl_Door_Ext-Sgl-Blnk:1010X2100:143246 |  | n/a | n/a | Pset_DoorCommon | n/a | n/a
ThermalTransmittance | n/a | 1900-12-31T23:59:59 | Submitted:Submitted for Approval | Component | nbl_Door_Ext-Sgl-Blnk:1010X2100:143246 | 0 | n/a | n/a | Pset_DoorCommon | n/a | n/a | n/a
AcousticRating | n/a | 1900-12-31T23:59:59 | Submitted:Submitted for Approval | Component | nbl_Door_Ext-Sgl-Blnk:1010X2100:143246 |  | n/a | n/a | Pset_DoorCommon | n/a | n/a
SecurityRating | n/a | 1900-12-31T23:59:59 | Submitted:Submitted for Approval | Component | nbl_Door_Ext-Sgl-Blnk:1010X2100:143246 |  | n/a | n/a | Pset_DoorCommon | n/a | n/a
SelfClosing | n/a | 1900-12-31T23:59:59 | Submitted:Submitted for Approval | Component | nbl_Door_Ext-Sgl-Blnk:1010X2100:143246 | n/a | n/a | n/a | Pset_DoorCommon | n/a | n/a | n/a
ProductionYear | n/a | 1900-12-31T23:59:59 | Submitted:Submitted for Approval | Component | nbl_Door_Ext-Sgl-Blnk:1010X2100:143246 |  | n/a | n/a | Pset_ManufacturerTypeInformation | n/a | n/a
Level | n/a | 1900-12-31T23:59:59 | Submitted:Submitted for Approval | Component | nbl_Door_Ext-Sgl-Blnk:1010X2100:143246 | Level: Ground Floor | n/a | n/a | Constraints | n/a | n/a
Sill Height | n/a | 1900-12-31T23:59:59 | Submitted:Submitted for Approval | Component | nbl_Door_Ext-Sgl-Blnk:1010X2100:143246 | 0 | n/a | n/a | Constraints | n/a | n/a | n/a
WallThickness | n/a | 1900-12-31T23:59:59 | Submitted:Submitted for Approval | Component | nbl_Door_Ext-Sgl-Blnk:1010X2100:143246 | 375 | n/a | n/a | Dimensions | n/a | n/a | n/a
FireRating | n/a | 1900-12-31T23:59:59 | Submitted:Submitted for Approval | Component | nbl_Door_Ext-Sgl-Blnk:1010X2100:143246 |  | n/a | n/a | Fire Protection | n/a | n/a
AirTransferGrille | n/a | 1900-12-31T23:59:59 | Submitted:Submitted for Approval | Component | nbl_Door_Ext-Sgl-Blnk:1010X2100:143246 | n/a | n/a | n/a | Identity Data | n/a | n/a | n/a
AirTransferGrilleSize | n/a | 1900-12-31T23:59:59 | Submitted:Submitted for Approval | Component | nbl_Door_Ext-Sgl-Blnk:1010X2100:143246 |  | n/a | n/a | Identity Data | n/a | n/a
AntiFingerTrapRequirement | n/a | 1900-12-31T23:59:59 | Submitted:Submitted for Approval | Component | nbl_Door_Ext-Sgl-Blnk:1010X2100:143246 | n/a | n/a | n/a | Identity Data | n/a | n/a | n/a
BreakOutFacility | n/a | 1900-12-31T23:59:59 | Submitted:Submitted for Approval | Component | nbl_Door_Ext-Sgl-Blnk:1010X2100:143246 | n/a | n/a | n/a | Identity Data | n/a | n/a | n/a
ComponentNumber | n/a | 1900-12-31T23:59:59 | Submitted:Submitted for Approval | Component | nbl_Door_Ext-Sgl-Blnk:1010X2100:143246 |  | n/a | n/a | Identity Data | n/a | n/a
Decoration | n/a | 1900-12-31T23:59:59 | Submitted:Submitted for Approval | Component | nbl_Door_Ext-Sgl-Blnk:1010X2100:143246 |  | n/a | n/a | Identity Data | n/a | n/a
DoorNumber | n/a | 1900-12-31T23:59:59 | Submitted:Submitted for Approval | Component | nbl_Door_Ext-Sgl-Blnk:1010X2100:143246 | D03 | n/a | n/a | Identity Data | n/a | n/a
ElectronicLock | n/a | 1900-12-31T23:59:59 | Submitted:Submitted for Approval | Component | nbl_Door_Ext-Sgl-Blnk:1010X2100:143246 | n/a | n/a | n/a | Identity Data | n/a | n/a | n/a
FloorFinish | n/a | 1900-12-31T23:59:59 | Submitted:Submitted for Approval | Component | nbl_Door_Ext-Sgl-Blnk:1010X2100:143246 |  | n/a | n/a | Identity Data | n/a | n/a
FrameFinish | n/a | 1900-12-31T23:59:59 | Submitted:Submitted for Approval | Component | nbl_Door_Ext-Sgl-Blnk:1010X2100:143246 |  | n/a | n/a | Identity Data | n/a | n/a
FrameMaterial | n/a | 1900-12-31T23:59:59 | Submitted:Submitted for Approval | Component | nbl_Door_Ext-Sgl-Blnk:1010X2100:143246 |  | n/a | n/a | Identity Data | n/a | n/a
GlassThickness | n/a | 1900-12-31T23:59:59 | Submitted:Submitted for Approval | Component | nbl_Door_Ext-Sgl-Blnk:1010X2100:143246 |  | n/a | n/a | Identity Data | n/a | n/a
GlassType | n/a | 1900-12-31T23:59:59 | Submitted:Submitted for Approval | Component | nbl_Door_Ext-Sgl-Blnk:1010X2100:143246 |  | n/a | n/a | Identity Data | n/a | n/a
Handing | n/a | 1900-12-31T23:59:59 | Submitted:Submitted for Approval | Component | nbl_Door_Ext-Sgl-Blnk:1010X2100:143246 |  | n/a | n/a | Identity Data | n/a | n/a
HardwareSet | n/a | 1900-12-31T23:59:59 | Submitted:Submitted for Approval | Component | nbl_Door_Ext-Sgl-Blnk:1010X2100:143246 |  | n/a | n/a | Identity Data | n/a | n/a
HeadDetail | n/a | 1900-12-31T23:59:59 | Submitted:Submitted for Approval | Component | nbl_Door_Ext-Sgl-Blnk:1010X2100:143246 |  | n/a | n/a | Identity Data | n/a | n/a
HoldOpen | n/a | 1900-12-31T23:59:59 | Submitted:Submitted for Approval | Component | nbl_Door_Ext-Sgl-Blnk:1010X2100:143246 | n/a | n/a | n/a | Identity Data | n/a | n/a | n/a
JambDetail | n/a | 1900-12-31T23:59:59 | Submitted:Submitted for Approval | Component | nbl_Door_Ext-Sgl-Blnk:1010X2100:143246 |  | n/a | n/a | Identity Data | n/a | n/a
KeySuiting | n/a | 1900-12-31T23:59:59 | Submitted:Submitted for Approval | Component | nbl_Door_Ext-Sgl-Blnk:1010X2100:143246 |  | n/a | n/a | Identity Data | n/a | n/a
LeafEdgings | n/a | 1900-12-31T23:59:59 | Submitted:Submitted for Approval | Component | nbl_Door_Ext-Sgl-Blnk:1010X2100:143246 |  | n/a | n/a | Identity Data | n/a | n/a
LeafFacing | n/a | 1900-12-31T23:59:59 | Submitted:Submitted for Approval | Component | nbl_Door_Ext-Sgl-Blnk:1010X2100:143246 |  | n/a | n/a | Identity Data | n/a | n/a
LeafSwing | n/a | 1900-12-31T23:59:59 | Submitted:Submitted for Approval | Component | nbl_Door_Ext-Sgl-Blnk:1010X2100:143246 |  | n/a | n/a | Identity Data | n/a | n/a
Mark | n/a | 1900-12-31T23:59:59 | Submitted:Submitted for Approval | Component | nbl_Door_Ext-Sgl-Blnk:1010X2100:143246 | 3 | n/a | n/a | Identity Data | n/a | n/a
OpeningMechanism | n/a | 1900-12-31T23:59:59 | Submitted:Submitted for Approval | Component | nbl_Door_Ext-Sgl-Blnk:1010X2100:143246 | n/a | n/a | n/a | Identity Data | n/a | n/a | n/a
PoweredOperation | n/a | 1900-12-31T23:59:59 | Submitted:Submitted for Approval | Component | nbl_Door_Ext-Sgl-Blnk:1010X2100:143246 | n/a | n/a | n/a | Identity Data | n/a | n/a | n/a
SignageFire | n/a | 1900-12-31T23:59:59 | Submitted:Submitted for Approval | Component | nbl_Door_Ext-Sgl-Blnk:1010X2100:143246 |  | n/a | n/a | Identity Data | n/a | n/a
SignageSecurity | n/a | 1900-12-31T23:59:59 | Submitted:Submitted for Approval | Component | nbl_Door_Ext-Sgl-Blnk:1010X2100:143246 |  | n/a | n/a | Identity Data | n/a | n/a
SignageWayfinding | n/a | 1900-12-31T23:59:59 | Submitted:Submitted for Approval | Component | nbl_Door_Ext-Sgl-Blnk:1010X2100:143246 |  | n/a | n/a | Identity Data | n/a | n/a
AssetIdentifier | n/a | 1900-12-31T23:59:59 | Submitted:Submitted for Approval | Component | nbl_Door_Ext-Sgl-Blnk:1010X2100:143246 |  | n/a | n/a | Other | n/a | n/a
BarCode | n/a | 1900-12-31T23:59:59 | Submitted:Submitted for Approval | Component | nbl_Door_Ext-Sgl-Blnk:1010X2100:143246 |  | n/a | n/a | Other | n/a | n/a
Head Height | n/a | 1900-12-31T23:59:59 | Submitted:Submitted for Approval | Component | nbl_Door_Ext-Sgl-Blnk:1010X2100:143246 | 2100 | n/a | n/a | Other | n/a | n/a | n/a
InstallationDate | n/a | 1900-12-31T23:59:59 | Submitted:Submitted for Approval | Component | nbl_Door_Ext-Sgl-Blnk:1010X2100:143246 |  | n/a | n/a | Other | n/a | n/a
SerialNumber | n/a | 1900-12-31T23:59:59 | Submitted:Submitted for Approval | Component | nbl_Door_Ext-Sgl-Blnk:1010X2100:143246 |  | n/a | n/a | Other | n/a | n/a
TagNumber | n/a | 1900-12-31T23:59:59 | Submitted:Submitted for Approval | Component | nbl_Door_Ext-Sgl-Blnk:1010X2100:143246 |  | n/a | n/a | Other | n/a | n/a
WarrantyStartDate | n/a | 1900-12-31T23:59:59 | Submitted:Submitted for Approval | Component | nbl_Door_Ext-Sgl-Blnk:1010X2100:143246 |  | n/a | n/a | Other | n/a | n/a
Phase Created | n/a | 1900-12-31T23:59:59 | Submitted:Submitted for Approval | Component | nbl_Door_Ext-Sgl-Blnk:1010X2100:143246 | New Construction | n/a | n/a | Phasing | n/a | n/a
Analytic Construction | n/a | 1900-12-31T23:59:59 | Submitted:Submitted for Approval | Type | 1010X2100 | <None> | n/a | n/a | Analytical Properties | n/a | n/a
Function | n/a | 1900-12-31T23:59:59 | Submitted:Submitted for Approval | Type | 1010X2100 | Exterior | n/a | n/a | Construction | n/a | n/a
ThresholdRequired | n/a | 1900-12-31T23:59:59 | Submitted:Submitted for Approval | Type | 1010X2100 | TRUE | n/a | n/a | Construction | n/a | n/a | n/a
ClearOpeningWidth | n/a | 1900-12-31T23:59:59 | Submitted:Submitted for Approval | Type | 1010X2100 | 894 | n/a | n/a | Dimensions | n/a | n/a | n/a
FrameSetback | n/a | 1900-12-31T23:59:59 | Submitted:Submitted for Approval | Type | 1010X2100 | 0 | n/a | n/a | Dimensions | n/a | n/a | n/a
FrameThickness | n/a | 1900-12-31T23:59:59 | Submitted:Submitted for Approval | Type | 1010X2100 | 50 | n/a | n/a | Dimensions | n/a | n/a | n/a
FrameWidth | n/a | 1900-12-31T23:59:59 | Submitted:Submitted for Approval | Type | 1010X2100 | 375 | n/a | n/a | Dimensions | n/a | n/a | n/a
Height | n/a | 1900-12-31T23:59:59 | Submitted:Submitted for Approval | Type | 1010X2100 | 2100 | n/a | n/a | Dimensions | n/a | n/a | n/a
LeafHeight | n/a | 1900-12-31T23:59:59 | Submitted:Submitted for Approval | Type | 1010X2100 | 2022 | n/a | n/a | Dimensions | n/a | n/a | n/a
LeafThickness | n/a | 1900-12-31T23:59:59 | Submitted:Submitted for Approval | Type | 1010X2100 | 70 | n/a | n/a | Dimensions | n/a | n/a | n/a
MainLeafWidth | n/a | 1900-12-31T23:59:59 | Submitted:Submitted for Approval | Type | 1010X2100 | 890 | n/a | n/a | Dimensions | n/a | n/a | n/a
OpeningTolerance | n/a | 1900-12-31T23:59:59 | Submitted:Submitted for Approval | Type | 1010X2100 | 2 | n/a | n/a | Dimensions | n/a | n/a | n/a
RebateDepth | n/a | 1900-12-31T23:59:59 | Submitted:Submitted for Approval | Type | 1010X2100 | 72 | n/a | n/a | Dimensions | n/a | n/a | n/a
Rough Height | n/a | 1900-12-31T23:59:59 | Submitted:Submitted for Approval | Type | 1010X2100 | 2100 | n/a | n/a | Dimensions | n/a | n/a | n/a
Rough Width | n/a | 1900-12-31T23:59:59 | Submitted:Submitted for Approval | Type | 1010X2100 | 1010 | n/a | n/a | Dimensions | n/a | n/a | n/a
StructuralOpeningHeight | n/a | 1900-12-31T23:59:59 | Submitted:Submitted for Approval | Type | 1010X2100 | 2100 | n/a | n/a | Dimensions | n/a | n/a | n/a
StructuralOpeningWidth | n/a | 1900-12-31T23:59:59 | Submitted:Submitted for Approval | Type | 1010X2100 | 1010 | n/a | n/a | Dimensions | n/a | n/a | n/a
StructuralTolerance | n/a | 1900-12-31T23:59:59 | Submitted:Submitted for Approval | Type | 1010X2100 | 8 | n/a | n/a | Dimensions | n/a | n/a | n/a
Thickness | n/a | 1900-12-31T23:59:59 | Submitted:Submitted for Approval | Type | 1010X2100 | 70 | n/a | n/a | Dimensions | n/a | n/a | n/a
ThresholdProjection | n/a | 1900-12-31T23:59:59 | Submitted:Submitted for Approval | Type | 1010X2100 | 25 | n/a | n/a | Dimensions | n/a | n/a | n/a
ThresholdThickness | n/a | 1900-12-31T23:59:59 | Submitted:Submitted for Approval | Type | 1010X2100 | 10 | n/a | n/a | Dimensions | n/a | n/a | n/a
ThresholdThicknessForCalc | n/a | 1900-12-31T23:59:59 | Submitted:Submitted for Approval | Type | 1010X2100 | 10 | n/a | n/a | Dimensions | n/a | n/a | n/a
Undercut | n/a | 1900-12-31T23:59:59 | Submitted:Submitted for Approval | Type | 1010X2100 | 8 | n/a | n/a | Dimensions | n/a | n/a | n/a
Width | n/a | 1900-12-31T23:59:59 | Submitted:Submitted for Approval | Type | 1010X2100 | 1010 | n/a | n/a | Dimensions | n/a | n/a | n/a
Assembly Code | n/a | 1900-12-31T23:59:59 | Submitted:Submitted for Approval | Type | 1010X2100 |  | n/a | n/a | Identity Data | n/a | n/a
Assembly Description | n/a | 1900-12-31T23:59:59 | Submitted:Submitted for Approval | Type | 1010X2100 |  | n/a | n/a | Identity Data | n/a | n/a
Configuration | n/a | 1900-12-31T23:59:59 | Submitted:Submitted for Approval | Type | 1010X2100 | Single | n/a | n/a | Identity Data | n/a | n/a
Description | n/a | 1900-12-31T23:59:59 | Submitted:Submitted for Approval | Type | 1010X2100 | External single blank door | n/a | n/a | Identity Data | n/a | n/a
FrameProfile | n/a | 1900-12-31T23:59:59 | Submitted:Submitted for Approval | Type | 1010X2100 |  | n/a | n/a | Identity Data | n/a | n/a
Help | n/a | 1900-12-31T23:59:59 | Submitted:Submitted for Approval | Type | 1010X2100 | www.nationalbimlibrary.com | n/a | n/a | Identity Data | n/a | n/a
IssueDate | n/a | 1900-12-31T23:59:59 | Submitted:Submitted for Approval | Type | 1010X2100 | 12/03/07 | n/a | n/a | Identity Data | n/a | n/a
Keynote | n/a | 1900-12-31T23:59:59 | Submitted:Submitted for Approval | Type | 1010X2100 | 25 50 20 110 | n/a | n/a | Identity Data | n/a | n/a
NBSDescription | n/a | 1900-12-31T23:59:59 | Submitted:Submitted for Approval | Type | 1010X2100 | Doorset system type A | n/a | n/a | Identity Data | n/a | n/a
NBSReference | n/a | 1900-12-31T23:59:59 | Submitted:Submitted for Approval | Type | 1010X2100 | 25-50-20/120A | n/a | n/a | Identity Data | n/a | n/a
OmniClass Number | n/a | 1900-12-31T23:59:59 | Submitted:Submitted for Approval | Type | 1010X2100 |  | n/a | n/a | Identity Data | n/a | n/a
OmniClass Title | n/a | 1900-12-31T23:59:59 | Submitted:Submitted for Approval | Type | 1010X2100 |  | n/a | n/a | Identity Data | n/a | n/a
Type Mark | n/a | 1900-12-31T23:59:59 | Submitted:Submitted for Approval | Type | 1010X2100 | 148 | n/a | n/a | Identity Data | n/a | n/a
Units | n/a | 1900-12-31T23:59:59 | Submitted:Submitted for Approval | Type | 1010X2100 | Metric | n/a | n/a | Identity Data | n/a | n/a
URL | n/a | 1900-12-31T23:59:59 | Submitted:Submitted for Approval | Type | 1010X2100 | www.nationalbimlibrary.com | n/a | n/a | Identity Data | n/a | n/a
Version | n/a | 1900-12-31T23:59:59 | Submitted:Submitted for Approval | Type | 1010X2100 | 1.0 | n/a | n/a | Identity Data | n/a | n/a
VisionPanelConfiguration | n/a | 1900-12-31T23:59:59 | Submitted:Submitted for Approval | Type | 1010X2100 |  | n/a | n/a | Identity Data | n/a | n/a
Frame/MullionMaterial | n/a | 1900-12-31T23:59:59 | Submitted:Submitted for Approval | Type | 1010X2100 | nbl_ConceptSolid | n/a | n/a | Materials and Finishes | n/a | n/a
LeafMaterial | n/a | 1900-12-31T23:59:59 | Submitted:Submitted for Approval | Type | 1010X2100 | nbl_ConceptSolid | n/a | n/a | Materials and Finishes | n/a | n/a
ThresholdMaterial | n/a | 1900-12-31T23:59:59 | Submitted:Submitted for Approval | Type | 1010X2100 | nbl_ConceptSolid | n/a | n/a | Materials and Finishes | n/a | n/a
Colour | n/a | 1900-12-31T23:59:59 | Submitted:Submitted for Approval | Type | 1010X2100 |  | n/a | n/a | Other | n/a | n/a
Constituents | n/a | 1900-12-31T23:59:59 | Submitted:Submitted for Approval | Type | 1010X2100 |  | n/a | n/a | Other | n/a | n/a
Features | n/a | 1900-12-31T23:59:59 | Submitted:Submitted for Approval | Type | 1010X2100 |  | n/a | n/a | Other | n/a | n/a
Finish | n/a | 1900-12-31T23:59:59 | Submitted:Submitted for Approval | Type | 1010X2100 |  | n/a | n/a | Other | n/a | n/a
Grade | n/a | 1900-12-31T23:59:59 | Submitted:Submitted for Approval | Type | 1010X2100 |  | n/a | n/a | Other | n/a | n/a
Material | n/a | 1900-12-31T23:59:59 | Submitted:Submitted for Approval | Type | 1010X2100 |  | n/a | n/a | Other | n/a | n/a
NominalHeight | n/a | 1900-12-31T23:59:59 | Submitted:Submitted for Approval | Type | 1010X2100 | 2100 | n/a | n/a | Other | n/a | n/a | n/a
NominalLength | n/a | 1900-12-31T23:59:59 | Submitted:Submitted for Approval | Type | 1010X2100 | 0 | n/a | n/a | Other | n/a | n/a | n/a
NominalWidth | n/a | 1900-12-31T23:59:59 | Submitted:Submitted for Approval | Type | 1010X2100 | 1010 | n/a | n/a | Other | n/a | n/a | n/a
ProductionYear | n/a | 1900-12-31T23:59:59 | Submitted:Submitted for Approval | Type | 1010X2100 |  | n/a | n/a | Other | n/a | n/a
ReplacementCost | n/a | 1900-12-31T23:59:59 | Submitted:Submitted for Approval | Type | 1010X2100 |  | n/a | n/a | Other | n/a | n/a
ServiceLifeDuration | n/a | 1900-12-31T23:59:59 | Submitted:Submitted for Approval | Type | 1010X2100 |  | n/a | n/a | Other | n/a | n/a
Shape | n/a | 1900-12-31T23:59:59 | Submitted:Submitted for Approval | Type | 1010X2100 |  | n/a | n/a | Other | n/a | n/a
Size | n/a | 1900-12-31T23:59:59 | Submitted:Submitted for Approval | Type | 1010X2100 |  | n/a | n/a | Other | n/a | n/a
WarrantyDescription | n/a | 1900-12-31T23:59:59 | Submitted:Submitted for Approval | Type | 1010X2100 |  | n/a | n/a | Other | n/a | n/a
WarrantyDurationLabour | n/a | 1900-12-31T23:59:59 | Submitted:Submitted for Approval | Type | 1010X2100 |  | n/a | n/a | Other | n/a | n/a
WarrantyDurationParts | n/a | 1900-12-31T23:59:59 | Submitted:Submitted for Approval | Type | 1010X2100 |  | n/a | n/a | Other | n/a | n/a
WarrantyGuarantorLabour | n/a | 1900-12-31T23:59:59 | Submitted:Submitted for Approval | Type | 1010X2100 |  | n/a | n/a | Other | n/a | n/a
WarrantyGuarantorParts | n/a | 1900-12-31T23:59:59 | Submitted:Submitted for Approval | Type | 1010X2100 |  | n/a | n/a | Other | n/a | n/a
Reference | n/a | 1900-12-31T23:59:59 | Submitted:Submitted for Approval | Component | nbl_Door_Ext-Sgl-Blnk:1010X2100:143588 | ES01 | n/a | n/a | Pset_DoorCommon | n/a | n/a
IsExternal | n/a | 1900-12-31T23:59:59 | Submitted:Submitted for Approval | Component | nbl_Door_Ext-Sgl-Blnk:1010X2100:143588 | TRUE | n/a | n/a | Pset_DoorCommon | n/a | n/a | n/a
FireRating | n/a | 1900-12-31T23:59:59 | Submitted:Submitted for Approval | Component | nbl_Door_Ext-Sgl-Blnk:1010X2100:143588 |  | n/a | n/a | Pset_DoorCommon | n/a | n/a
ThermalTransmittance | n/a | 1900-12-31T23:59:59 | Submitted:Submitted for Approval | Component | nbl_Door_Ext-Sgl-Blnk:1010X2100:143588 | 0 | n/a | n/a | Pset_DoorCommon | n/a | n/a | n/a
AcousticRating | n/a | 1900-12-31T23:59:59 | Submitted:Submitted for Approval | Component | nbl_Door_Ext-Sgl-Blnk:1010X2100:143588 |  | n/a | n/a | Pset_DoorCommon | n/a | n/a
SecurityRating | n/a | 1900-12-31T23:59:59 | Submitted:Submitted for Approval | Component | nbl_Door_Ext-Sgl-Blnk:1010X2100:143588 |  | n/a | n/a | Pset_DoorCommon | n/a | n/a
SelfClosing | n/a | 1900-12-31T23:59:59 | Submitted:Submitted for Approval | Component | nbl_Door_Ext-Sgl-Blnk:1010X2100:143588 | n/a | n/a | n/a | Pset_DoorCommon | n/a | n/a | n/a
ProductionYear | n/a | 1900-12-31T23:59:59 | Submitted:Submitted for Approval | Component | nbl_Door_Ext-Sgl-Blnk:1010X2100:143588 |  | n/a | n/a | Pset_ManufacturerTypeInformation | n/a | n/a
Level | n/a | 1900-12-31T23:59:59 | Submitted:Submitted for Approval | Component | nbl_Door_Ext-Sgl-Blnk:1010X2100:143588 | Level: Ground Floor | n/a | n/a | Constraints | n/a | n/a
Sill Height | n/a | 1900-12-31T23:59:59 | Submitted:Submitted for Approval | Component | nbl_Door_Ext-Sgl-Blnk:1010X2100:143588 | 0 | n/a | n/a | Constraints | n/a | n/a | n/a
WallThickness | n/a | 1900-12-31T23:59:59 | Submitted:Submitted for Approval | Component | nbl_Door_Ext-Sgl-Blnk:1010X2100:143588 | 375 | n/a | n/a | Dimensions | n/a | n/a | n/a
FireRating | n/a | 1900-12-31T23:59:59 | Submitted:Submitted for Approval | Component | nbl_Door_Ext-Sgl-Blnk:1010X2100:143588 |  | n/a | n/a | Fire Protection | n/a | n/a
AirTransferGrille | n/a | 1900-12-31T23:59:59 | Submitted:Submitted for Approval | Component | nbl_Door_Ext-Sgl-Blnk:1010X2100:143588 | n/a | n/a | n/a | Identity Data | n/a | n/a | n/a
AirTransferGrilleSize | n/a | 1900-12-31T23:59:59 | Submitted:Submitted for Approval | Component | nbl_Door_Ext-Sgl-Blnk:1010X2100:143588 |  | n/a | n/a | Identity Data | n/a | n/a
AntiFingerTrapRequirement | n/a | 1900-12-31T23:59:59 | Submitted:Submitted for Approval | Component | nbl_Door_Ext-Sgl-Blnk:1010X2100:143588 | n/a | n/a | n/a | Identity Data | n/a | n/a | n/a
BreakOutFacility | n/a | 1900-12-31T23:59:59 | Submitted:Submitted for Approval | Component | nbl_Door_Ext-Sgl-Blnk:1010X2100:143588 | n/a | n/a | n/a | Identity Data | n/a | n/a | n/a
ComponentNumber | n/a | 1900-12-31T23:59:59 | Submitted:Submitted for Approval | Component | nbl_Door_Ext-Sgl-Blnk:1010X2100:143588 |  | n/a | n/a | Identity Data | n/a | n/a
Decoration | n/a | 1900-12-31T23:59:59 | Submitted:Submitted for Approval | Component | nbl_Door_Ext-Sgl-Blnk:1010X2100:143588 |  | n/a | n/a | Identity Data | n/a | n/a
DoorNumber | n/a | 1900-12-31T23:59:59 | Submitted:Submitted for Approval | Component | nbl_Door_Ext-Sgl-Blnk:1010X2100:143588 | D04 | n/a | n/a | Identity Data | n/a | n/a
ElectronicLock | n/a | 1900-12-31T23:59:59 | Submitted:Submitted for Approval | Component | nbl_Door_Ext-Sgl-Blnk:1010X2100:143588 | n/a | n/a | n/a | Identity Data | n/a | n/a | n/a
FloorFinish | n/a | 1900-12-31T23:59:59 | Submitted:Submitted for Approval | Component | nbl_Door_Ext-Sgl-Blnk:1010X2100:143588 |  | n/a | n/a | Identity Data | n/a | n/a
FrameFinish | n/a | 1900-12-31T23:59:59 | Submitted:Submitted for Approval | Component | nbl_Door_Ext-Sgl-Blnk:1010X2100:143588 |  | n/a | n/a | Identity Data | n/a | n/a
FrameMaterial | n/a | 1900-12-31T23:59:59 | Submitted:Submitted for Approval | Component | nbl_Door_Ext-Sgl-Blnk:1010X2100:143588 |  | n/a | n/a | Identity Data | n/a | n/a
GlassThickness | n/a | 1900-12-31T23:59:59 | Submitted:Submitted for Approval | Component | nbl_Door_Ext-Sgl-Blnk:1010X2100:143588 |  | n/a | n/a | Identity Data | n/a | n/a
GlassType | n/a | 1900-12-31T23:59:59 | Submitted:Submitted for Approval | Component | nbl_Door_Ext-Sgl-Blnk:1010X2100:143588 |  | n/a | n/a | Identity Data | n/a | n/a
Handing | n/a | 1900-12-31T23:59:59 | Submitted:Submitted for Approval | Component | nbl_Door_Ext-Sgl-Blnk:1010X2100:143588 |  | n/a | n/a | Identity Data | n/a | n/a
HardwareSet | n/a | 1900-12-31T23:59:59 | Submitted:Submitted for Approval | Component | nbl_Door_Ext-Sgl-Blnk:1010X2100:143588 |  | n/a | n/a | Identity Data | n/a | n/a
HeadDetail | n/a | 1900-12-31T23:59:59 | Submitted:Submitted for Approval | Component | nbl_Door_Ext-Sgl-Blnk:1010X2100:143588 |  | n/a | n/a | Identity Data | n/a | n/a
HoldOpen | n/a | 1900-12-31T23:59:59 | Submitted:Submitted for Approval | Component | nbl_Door_Ext-Sgl-Blnk:1010X2100:143588 | n/a | n/a | n/a | Identity Data | n/a | n/a | n/a
JambDetail | n/a | 1900-12-31T23:59:59 | Submitted:Submitted for Approval | Component | nbl_Door_Ext-Sgl-Blnk:1010X2100:143588 |  | n/a | n/a | Identity Data | n/a | n/a
KeySuiting | n/a | 1900-12-31T23:59:59 | Submitted:Submitted for Approval | Component | nbl_Door_Ext-Sgl-Blnk:1010X2100:143588 |  | n/a | n/a | Identity Data | n/a | n/a
LeafEdgings | n/a | 1900-12-31T23:59:59 | Submitted:Submitted for Approval | Component | nbl_Door_Ext-Sgl-Blnk:1010X2100:143588 |  | n/a | n/a | Identity Data | n/a | n/a
LeafFacing | n/a | 1900-12-31T23:59:59 | Submitted:Submitted for Approval | Component | nbl_Door_Ext-Sgl-Blnk:1010X2100:143588 |  | n/a | n/a | Identity Data | n/a | n/a
LeafSwing | n/a | 1900-12-31T23:59:59 | Submitted:Submitted for Approval | Component | nbl_Door_Ext-Sgl-Blnk:1010X2100:143588 |  | n/a | n/a | Identity Data | n/a | n/a
Mark | n/a | 1900-12-31T23:59:59 | Submitted:Submitted for Approval | Component | nbl_Door_Ext-Sgl-Blnk:1010X2100:143588 | 8 | n/a | n/a | Identity Data | n/a | n/a
OpeningMechanism | n/a | 1900-12-31T23:59:59 | Submitted:Submitted for Approval | Component | nbl_Door_Ext-Sgl-Blnk:1010X2100:143588 | n/a | n/a | n/a | Identity Data | n/a | n/a | n/a
PoweredOperation | n/a | 1900-12-31T23:59:59 | Submitted:Submitted for Approval | Component | nbl_Door_Ext-Sgl-Blnk:1010X2100:143588 | n/a | n/a | n/a | Identity Data | n/a | n/a | n/a
SignageFire | n/a | 1900-12-31T23:59:59 | Submitted:Submitted for Approval | Component | nbl_Door_Ext-Sgl-Blnk:1010X2100:143588 |  | n/a | n/a | Identity Data | n/a | n/a
SignageSecurity | n/a | 1900-12-31T23:59:59 | Submitted:Submitted for Approval | Component | nbl_Door_Ext-Sgl-Blnk:1010X2100:143588 |  | n/a | n/a | Identity Data | n/a | n/a
SignageWayfinding | n/a | 1900-12-31T23:59:59 | Submitted:Submitted for Approval | Component | nbl_Door_Ext-Sgl-Blnk:1010X2100:143588 |  | n/a | n/a | Identity Data | n/a | n/a
AssetIdentifier | n/a | 1900-12-31T23:59:59 | Submitted:Submitted for Approval | Component | nbl_Door_Ext-Sgl-Blnk:1010X2100:143588 |  | n/a | n/a | Other | n/a | n/a
BarCode | n/a | 1900-12-31T23:59:59 | Submitted:Submitted for Approval | Component | nbl_Door_Ext-Sgl-Blnk:1010X2100:143588 |  | n/a | n/a | Other | n/a | n/a
Head Height | n/a | 1900-12-31T23:59:59 | Submitted:Submitted for Approval | Component | nbl_Door_Ext-Sgl-Blnk:1010X2100:143588 | 2100 | n/a | n/a | Other | n/a | n/a | n/a
InstallationDate | n/a | 1900-12-31T23:59:59 | Submitted:Submitted for Approval | Component | nbl_Door_Ext-Sgl-Blnk:1010X2100:143588 |  | n/a | n/a | Other | n/a | n/a
SerialNumber | n/a | 1900-12-31T23:59:59 | Submitted:Submitted for Approval | Component | nbl_Door_Ext-Sgl-Blnk:1010X2100:143588 |  | n/a | n/a | Other | n/a | n/a
TagNumber | n/a | 1900-12-31T23:59:59 | Submitted:Submitted for Approval | Component | nbl_Door_Ext-Sgl-Blnk:1010X2100:143588 |  | n/a | n/a | Other | n/a | n/a
WarrantyStartDate | n/a | 1900-12-31T23:59:59 | Submitted:Submitted for Approval | Component | nbl_Door_Ext-Sgl-Blnk:1010X2100:143588 |  | n/a | n/a | Other | n/a | n/a
Phase Created | n/a | 1900-12-31T23:59:59 | Submitted:Submitted for Approval | Component | nbl_Door_Ext-Sgl-Blnk:1010X2100:143588 | New Construction | n/a | n/a | Phasing | n/a | n/a
Analytic Construction | n/a | 1900-12-31T23:59:59 | Submitted:Submitted for Approval | Type | 1810X2100 | <None> | n/a | n/a | Analytical Properties | n/a | n/a
Function | n/a | 1900-12-31T23:59:59 | Submitted:Submitted for Approval | Type | 1810X2100 | Exterior | n/a | n/a | Construction | n/a | n/a
ThresholdRequired | n/a | 1900-12-31T23:59:59 | Submitted:Submitted for Approval | Type | 1810X2100 | n/a | n/a | n/a | Construction | n/a | n/a | n/a
ClearOpeningWidth | n/a | 1900-12-31T23:59:59 | Submitted:Submitted for Approval | Type | 1810X2100 | 1634 | n/a | n/a | Dimensions | n/a | n/a | n/a
FrameSetback | n/a | 1900-12-31T23:59:59 | Submitted:Submitted for Approval | Type | 1810X2100 | 0 | n/a | n/a | Dimensions | n/a | n/a | n/a
FrameThickness | n/a | 1900-12-31T23:59:59 | Submitted:Submitted for Approval | Type | 1810X2100 | 50 | n/a | n/a | Dimensions | n/a | n/a | n/a
FrameWidth | n/a | 1900-12-31T23:59:59 | Submitted:Submitted for Approval | Type | 1810X2100 | 375 | n/a | n/a | Dimensions | n/a | n/a | n/a
Height | n/a | 1900-12-31T23:59:59 | Submitted:Submitted for Approval | Type | 1810X2100 | 2100 | n/a | n/a | Dimensions | n/a | n/a | n/a
LeafHeight | n/a | 1900-12-31T23:59:59 | Submitted:Submitted for Approval | Type | 1810X2100 | 2032 | n/a | n/a | Dimensions | n/a | n/a | n/a
LeafThickness | n/a | 1900-12-31T23:59:59 | Submitted:Submitted for Approval | Type | 1810X2100 | 70 | n/a | n/a | Dimensions | n/a | n/a | n/a
MainLeafWidth | n/a | 1900-12-31T23:59:59 | Submitted:Submitted for Approval | Type | 1810X2100 | 843.5 | n/a | n/a | Dimensions | n/a | n/a | n/a
MeetingStileTolerance | n/a | 1900-12-31T23:59:59 | Submitted:Submitted for Approval | Type | 1810X2100 | 3 | n/a | n/a | Dimensions | n/a | n/a | n/a
OpeningTolerance | n/a | 1900-12-31T23:59:59 | Submitted:Submitted for Approval | Type | 1810X2100 | 2 | n/a | n/a | Dimensions | n/a | n/a | n/a
RebateDepth | n/a | 1900-12-31T23:59:59 | Submitted:Submitted for Approval | Type | 1810X2100 | 72 | n/a | n/a | Dimensions | n/a | n/a | n/a
Rough Height | n/a | 1900-12-31T23:59:59 | Submitted:Submitted for Approval | Type | 1810X2100 | 2100 | n/a | n/a | Dimensions | n/a | n/a | n/a
Rough Width | n/a | 1900-12-31T23:59:59 | Submitted:Submitted for Approval | Type | 1810X2100 | 1810 | n/a | n/a | Dimensions | n/a | n/a | n/a
SecondaryLeafWidth | n/a | 1900-12-31T23:59:59 | Submitted:Submitted for Approval | Type | 1810X2100 | 843.5 | n/a | n/a | Dimensions | n/a | n/a | n/a
StructuralOpeningHeight | n/a | 1900-12-31T23:59:59 | Submitted:Submitted for Approval | Type | 1810X2100 | 2100 | n/a | n/a | Dimensions | n/a | n/a | n/a
StructuralOpeningWidth | n/a | 1900-12-31T23:59:59 | Submitted:Submitted for Approval | Type | 1810X2100 | 1810 | n/a | n/a | Dimensions | n/a | n/a | n/a
StructuralTolerance | n/a | 1900-12-31T23:59:59 | Submitted:Submitted for Approval | Type | 1810X2100 | 8 | n/a | n/a | Dimensions | n/a | n/a | n/a
Thickness | n/a | 1900-12-31T23:59:59 | Submitted:Submitted for Approval | Type | 1810X2100 | 70 | n/a | n/a | Dimensions | n/a | n/a | n/a
ThresholdProjection | n/a | 1900-12-31T23:59:59 | Submitted:Submitted for Approval | Type | 1810X2100 | 20 | n/a | n/a | Dimensions | n/a | n/a | n/a
ThresholdThickness | n/a | 1900-12-31T23:59:59 | Submitted:Submitted for Approval | Type | 1810X2100 | 10 | n/a | n/a | Dimensions | n/a | n/a | n/a
ThresholdThicknessForCalc | n/a | 1900-12-31T23:59:59 | Submitted:Submitted for Approval | Type | 1810X2100 | 0 | n/a | n/a | Dimensions | n/a | n/a | n/a
Undercut | n/a | 1900-12-31T23:59:59 | Submitted:Submitted for Approval | Type | 1810X2100 | 8 | n/a | n/a | Dimensions | n/a | n/a | n/a
Width | n/a | 1900-12-31T23:59:59 | Submitted:Submitted for Approval | Type | 1810X2100 | 1810 | n/a | n/a | Dimensions | n/a | n/a | n/a
Assembly Code | n/a | 1900-12-31T23:59:59 | Submitted:Submitted for Approval | Type | 1810X2100 |  | n/a | n/a | Identity Data | n/a | n/a
Assembly Description | n/a | 1900-12-31T23:59:59 | Submitted:Submitted for Approval | Type | 1810X2100 |  | n/a | n/a | Identity Data | n/a | n/a
Configuration | n/a | 1900-12-31T23:59:59 | Submitted:Submitted for Approval | Type | 1810X2100 | Pair | n/a | n/a | Identity Data | n/a | n/a
Description | n/a | 1900-12-31T23:59:59 | Submitted:Submitted for Approval | Type | 1810X2100 | External double blank door with equal leafs | n/a | n/a | Identity Data | n/a | n/a
FrameProfile | n/a | 1900-12-31T23:59:59 | Submitted:Submitted for Approval | Type | 1810X2100 |  | n/a | n/a | Identity Data | n/a | n/a
Help | n/a | 1900-12-31T23:59:59 | Submitted:Submitted for Approval | Type | 1810X2100 | www.nationalbimlibrary.com | n/a | n/a | Identity Data | n/a | n/a
IssueDate | n/a | 1900-12-31T23:59:59 | Submitted:Submitted for Approval | Type | 1810X2100 | 12/03/07 | n/a | n/a | Identity Data | n/a | n/a
Keynote | n/a | 1900-12-31T23:59:59 | Submitted:Submitted for Approval | Type | 1810X2100 | 25 50 20 110 | n/a | n/a | Identity Data | n/a | n/a
NBSDescription | n/a | 1900-12-31T23:59:59 | Submitted:Submitted for Approval | Type | 1810X2100 | Doorset system type B | n/a | n/a | Identity Data | n/a | n/a
NBSReference | n/a | 1900-12-31T23:59:59 | Submitted:Submitted for Approval | Type | 1810X2100 | 25-50-20/120B | n/a | n/a | Identity Data | n/a | n/a
OmniClass Number | n/a | 1900-12-31T23:59:59 | Submitted:Submitted for Approval | Type | 1810X2100 |  | n/a | n/a | Identity Data | n/a | n/a
OmniClass Title | n/a | 1900-12-31T23:59:59 | Submitted:Submitted for Approval | Type | 1810X2100 |  | n/a | n/a | Identity Data | n/a | n/a
Type Mark | n/a | 1900-12-31T23:59:59 | Submitted:Submitted for Approval | Type | 1810X2100 | 156 | n/a | n/a | Identity Data | n/a | n/a
Units | n/a | 1900-12-31T23:59:59 | Submitted:Submitted for Approval | Type | 1810X2100 | Metric | n/a | n/a | Identity Data | n/a | n/a
URL | n/a | 1900-12-31T23:59:59 | Submitted:Submitted for Approval | Type | 1810X2100 | www.nationalbimlibrary.com | n/a | n/a | Identity Data | n/a | n/a
Version | n/a | 1900-12-31T23:59:59 | Submitted:Submitted for Approval | Type | 1810X2100 | 1.0 | n/a | n/a | Identity Data | n/a | n/a
VisionPanelConfiguration | n/a | 1900-12-31T23:59:59 | Submitted:Submitted for Approval | Type | 1810X2100 |  | n/a | n/a | Identity Data | n/a | n/a
Frame/MullionMaterial | n/a | 1900-12-31T23:59:59 | Submitted:Submitted for Approval | Type | 1810X2100 | nbl_ConceptSolid | n/a | n/a | Materials and Finishes | n/a | n/a
LeafMaterial | n/a | 1900-12-31T23:59:59 | Submitted:Submitted for Approval | Type | 1810X2100 | nbl_ConceptSolid | n/a | n/a | Materials and Finishes | n/a | n/a
ThresholdMaterial | n/a | 1900-12-31T23:59:59 | Submitted:Submitted for Approval | Type | 1810X2100 | nbl_ConceptSolid | n/a | n/a | Materials and Finishes | n/a | n/a
Colour | n/a | 1900-12-31T23:59:59 | Submitted:Submitted for Approval | Type | 1810X2100 |  | n/a | n/a | Other | n/a | n/a
Constituents | n/a | 1900-12-31T23:59:59 | Submitted:Submitted for Approval | Type | 1810X2100 |  | n/a | n/a | Other | n/a | n/a
Features | n/a | 1900-12-31T23:59:59 | Submitted:Submitted for Approval | Type | 1810X2100 |  | n/a | n/a | Other | n/a | n/a
Finish | n/a | 1900-12-31T23:59:59 | Submitted:Submitted for Approval | Type | 1810X2100 |  | n/a | n/a | Other | n/a | n/a
Grade | n/a | 1900-12-31T23:59:59 | Submitted:Submitted for Approval | Type | 1810X2100 |  | n/a | n/a | Other | n/a | n/a
Material | n/a | 1900-12-31T23:59:59 | Submitted:Submitted for Approval | Type | 1810X2100 |  | n/a | n/a | Other | n/a | n/a
NominalHeight | n/a | 1900-12-31T23:59:59 | Submitted:Submitted for Approval | Type | 1810X2100 | 2100 | n/a | n/a | Other | n/a | n/a | n/a
NominalLength | n/a | 1900-12-31T23:59:59 | Submitted:Submitted for Approval | Type | 1810X2100 | 0 | n/a | n/a | Other | n/a | n/a | n/a
NominalWidth | n/a | 1900-12-31T23:59:59 | Submitted:Submitted for Approval | Type | 1810X2100 | 1810 | n/a | n/a | Other | n/a | n/a | n/a
ProductionYear | n/a | 1900-12-31T23:59:59 | Submitted:Submitted for Approval | Type | 1810X2100 |  | n/a | n/a | Other | n/a | n/a
ReplacementCost | n/a | 1900-12-31T23:59:59 | Submitted:Submitted for Approval | Type | 1810X2100 |  | n/a | n/a | Other | n/a | n/a
ServiceLifeDuration | n/a | 1900-12-31T23:59:59 | Submitted:Submitted for Approval | Type | 1810X2100 |  | n/a | n/a | Other | n/a | n/a
Shape | n/a | 1900-12-31T23:59:59 | Submitted:Submitted for Approval | Type | 1810X2100 |  | n/a | n/a | Other | n/a | n/a
Size | n/a | 1900-12-31T23:59:59 | Submitted:Submitted for Approval | Type | 1810X2100 |  | n/a | n/a | Other | n/a | n/a
WarrantyDescription | n/a | 1900-12-31T23:59:59 | Submitted:Submitted for Approval | Type | 1810X2100 |  | n/a | n/a | Other | n/a | n/a
WarrantyDurationLabour | n/a | 1900-12-31T23:59:59 | Submitted:Submitted for Approval | Type | 1810X2100 |  | n/a | n/a | Other | n/a | n/a
WarrantyDurationParts | n/a | 1900-12-31T23:59:59 | Submitted:Submitted for Approval | Type | 1810X2100 |  | n/a | n/a | Other | n/a | n/a
WarrantyGuarantorLabour | n/a | 1900-12-31T23:59:59 | Submitted:Submitted for Approval | Type | 1810X2100 |  | n/a | n/a | Other | n/a | n/a
WarrantyGuarantorParts | n/a | 1900-12-31T23:59:59 | Submitted:Submitted for Approval | Type | 1810X2100 |  | n/a | n/a | Other | n/a | n/a
Reference | n/a | 1900-12-31T23:59:59 | Submitted:Submitted for Approval | Component | nbl_Door_Ext-Dbl-Blnk-Eq:1810X2100:149940 | ED01 | n/a | n/a | Pset_DoorCommon | n/a | n/a
IsExternal | n/a | 1900-12-31T23:59:59 | Submitted:Submitted for Approval | Component | nbl_Door_Ext-Dbl-Blnk-Eq:1810X2100:149940 | TRUE | n/a | n/a | Pset_DoorCommon | n/a | n/a | n/a
FireRating | n/a | 1900-12-31T23:59:59 | Submitted:Submitted for Approval | Component | nbl_Door_Ext-Dbl-Blnk-Eq:1810X2100:149940 |  | n/a | n/a | Pset_DoorCommon | n/a | n/a
ThermalTransmittance | n/a | 1900-12-31T23:59:59 | Submitted:Submitted for Approval | Component | nbl_Door_Ext-Dbl-Blnk-Eq:1810X2100:149940 | 0 | n/a | n/a | Pset_DoorCommon | n/a | n/a | n/a
AcousticRating | n/a | 1900-12-31T23:59:59 | Submitted:Submitted for Approval | Component | nbl_Door_Ext-Dbl-Blnk-Eq:1810X2100:149940 |  | n/a | n/a | Pset_DoorCommon | n/a | n/a
SecurityRating | n/a | 1900-12-31T23:59:59 | Submitted:Submitted for Approval | Component | nbl_Door_Ext-Dbl-Blnk-Eq:1810X2100:149940 |  | n/a | n/a | Pset_DoorCommon | n/a | n/a
SelfClosing | n/a | 1900-12-31T23:59:59 | Submitted:Submitted for Approval | Component | nbl_Door_Ext-Dbl-Blnk-Eq:1810X2100:149940 | n/a | n/a | n/a | Pset_DoorCommon | n/a | n/a | n/a
ProductionYear | n/a | 1900-12-31T23:59:59 | Submitted:Submitted for Approval | Component | nbl_Door_Ext-Dbl-Blnk-Eq:1810X2100:149940 |  | n/a | n/a | Pset_ManufacturerTypeInformation | n/a | n/a
Level | n/a | 1900-12-31T23:59:59 | Submitted:Submitted for Approval | Component | nbl_Door_Ext-Dbl-Blnk-Eq:1810X2100:149940 | Level: Ground Floor | n/a | n/a | Constraints | n/a | n/a
Sill Height | n/a | 1900-12-31T23:59:59 | Submitted:Submitted for Approval | Component | nbl_Door_Ext-Dbl-Blnk-Eq:1810X2100:149940 | 0 | n/a | n/a | Constraints | n/a | n/a | n/a
WallThickness | n/a | 1900-12-31T23:59:59 | Submitted:Submitted for Approval | Component | nbl_Door_Ext-Dbl-Blnk-Eq:1810X2100:149940 | 375 | n/a | n/a | Dimensions | n/a | n/a | n/a
FireRating | n/a | 1900-12-31T23:59:59 | Submitted:Submitted for Approval | Component | nbl_Door_Ext-Dbl-Blnk-Eq:1810X2100:149940 |  | n/a | n/a | Fire Protection | n/a | n/a
AirTransferGrille | n/a | 1900-12-31T23:59:59 | Submitted:Submitted for Approval | Component | nbl_Door_Ext-Dbl-Blnk-Eq:1810X2100:149940 | n/a | n/a | n/a | Identity Data | n/a | n/a | n/a
AirTransferGrilleSize | n/a | 1900-12-31T23:59:59 | Submitted:Submitted for Approval | Component | nbl_Door_Ext-Dbl-Blnk-Eq:1810X2100:149940 |  | n/a | n/a | Identity Data | n/a | n/a
AntiFingerTrapRequirement | n/a | 1900-12-31T23:59:59 | Submitted:Submitted for Approval | Component | nbl_Door_Ext-Dbl-Blnk-Eq:1810X2100:149940 | n/a | n/a | n/a | Identity Data | n/a | n/a | n/a
BreakOutFacility | n/a | 1900-12-31T23:59:59 | Submitted:Submitted for Approval | Component | nbl_Door_Ext-Dbl-Blnk-Eq:1810X2100:149940 | n/a | n/a | n/a | Identity Data | n/a | n/a | n/a
ComponentNumber | n/a | 1900-12-31T23:59:59 | Submitted:Submitted for Approval | Component | nbl_Door_Ext-Dbl-Blnk-Eq:1810X2100:149940 |  | n/a | n/a | Identity Data | n/a | n/a
Decoration | n/a | 1900-12-31T23:59:59 | Submitted:Submitted for Approval | Component | nbl_Door_Ext-Dbl-Blnk-Eq:1810X2100:149940 |  | n/a | n/a | Identity Data | n/a | n/a
DoorNumber | n/a | 1900-12-31T23:59:59 | Submitted:Submitted for Approval | Component | nbl_Door_Ext-Dbl-Blnk-Eq:1810X2100:149940 | D05 | n/a | n/a | Identity Data | n/a | n/a
ElectronicLock | n/a | 1900-12-31T23:59:59 | Submitted:Submitted for Approval | Component | nbl_Door_Ext-Dbl-Blnk-Eq:1810X2100:149940 | n/a | n/a | n/a | Identity Data | n/a | n/a | n/a
FloorFinish | n/a | 1900-12-31T23:59:59 | Submitted:Submitted for Approval | Component | nbl_Door_Ext-Dbl-Blnk-Eq:1810X2100:149940 |  | n/a | n/a | Identity Data | n/a | n/a
FrameFinish | n/a | 1900-12-31T23:59:59 | Submitted:Submitted for Approval | Component | nbl_Door_Ext-Dbl-Blnk-Eq:1810X2100:149940 |  | n/a | n/a | Identity Data | n/a | n/a
FrameMaterial | n/a | 1900-12-31T23:59:59 | Submitted:Submitted for Approval | Component | nbl_Door_Ext-Dbl-Blnk-Eq:1810X2100:149940 |  | n/a | n/a | Identity Data | n/a | n/a
GlassThickness | n/a | 1900-12-31T23:59:59 | Submitted:Submitted for Approval | Component | nbl_Door_Ext-Dbl-Blnk-Eq:1810X2100:149940 |  | n/a | n/a | Identity Data | n/a | n/a
GlassType | n/a | 1900-12-31T23:59:59 | Submitted:Submitted for Approval | Component | nbl_Door_Ext-Dbl-Blnk-Eq:1810X2100:149940 |  | n/a | n/a | Identity Data | n/a | n/a
Handing | n/a | 1900-12-31T23:59:59 | Submitted:Submitted for Approval | Component | nbl_Door_Ext-Dbl-Blnk-Eq:1810X2100:149940 |  | n/a | n/a | Identity Data | n/a | n/a
HardwareSet | n/a | 1900-12-31T23:59:59 | Submitted:Submitted for Approval | Component | nbl_Door_Ext-Dbl-Blnk-Eq:1810X2100:149940 |  | n/a | n/a | Identity Data | n/a | n/a
HeadDetail | n/a | 1900-12-31T23:59:59 | Submitted:Submitted for Approval | Component | nbl_Door_Ext-Dbl-Blnk-Eq:1810X2100:149940 |  | n/a | n/a | Identity Data | n/a | n/a
HoldOpen | n/a | 1900-12-31T23:59:59 | Submitted:Submitted for Approval | Component | nbl_Door_Ext-Dbl-Blnk-Eq:1810X2100:149940 | n/a | n/a | n/a | Identity Data | n/a | n/a | n/a
JambDetail | n/a | 1900-12-31T23:59:59 | Submitted:Submitted for Approval | Component | nbl_Door_Ext-Dbl-Blnk-Eq:1810X2100:149940 |  | n/a | n/a | Identity Data | n/a | n/a
KeySuiting | n/a | 1900-12-31T23:59:59 | Submitted:Submitted for Approval | Component | nbl_Door_Ext-Dbl-Blnk-Eq:1810X2100:149940 |  | n/a | n/a | Identity Data | n/a | n/a
LeafEdgings | n/a | 1900-12-31T23:59:59 | Submitted:Submitted for Approval | Component | nbl_Door_Ext-Dbl-Blnk-Eq:1810X2100:149940 |  | n/a | n/a | Identity Data | n/a | n/a
LeafFacing | n/a | 1900-12-31T23:59:59 | Submitted:Submitted for Approval | Component | nbl_Door_Ext-Dbl-Blnk-Eq:1810X2100:149940 |  | n/a | n/a | Identity Data | n/a | n/a
LeafSwing | n/a | 1900-12-31T23:59:59 | Submitted:Submitted for Approval | Component | nbl_Door_Ext-Dbl-Blnk-Eq:1810X2100:149940 |  | n/a | n/a | Identity Data | n/a | n/a
Mark | n/a | 1900-12-31T23:59:59 | Submitted:Submitted for Approval | Component | nbl_Door_Ext-Dbl-Blnk-Eq:1810X2100:149940 | 4 | n/a | n/a | Identity Data | n/a | n/a
OpeningMechanism | n/a | 1900-12-31T23:59:59 | Submitted:Submitted for Approval | Component | nbl_Door_Ext-Dbl-Blnk-Eq:1810X2100:149940 | n/a | n/a | n/a | Identity Data | n/a | n/a | n/a
PoweredOperation | n/a | 1900-12-31T23:59:59 | Submitted:Submitted for Approval | Component | nbl_Door_Ext-Dbl-Blnk-Eq:1810X2100:149940 | n/a | n/a | n/a | Identity Data | n/a | n/a | n/a
SignageFire | n/a | 1900-12-31T23:59:59 | Submitted:Submitted for Approval | Component | nbl_Door_Ext-Dbl-Blnk-Eq:1810X2100:149940 |  | n/a | n/a | Identity Data | n/a | n/a
SignageSecurity | n/a | 1900-12-31T23:59:59 | Submitted:Submitted for Approval | Component | nbl_Door_Ext-Dbl-Blnk-Eq:1810X2100:149940 |  | n/a | n/a | Identity Data | n/a | n/a
SignageWayfinding | n/a | 1900-12-31T23:59:59 | Submitted:Submitted for Approval | Component | nbl_Door_Ext-Dbl-Blnk-Eq:1810X2100:149940 |  | n/a | n/a | Identity Data | n/a | n/a
AssetIdentifier | n/a | 1900-12-31T23:59:59 | Submitted:Submitted for Approval | Component | nbl_Door_Ext-Dbl-Blnk-Eq:1810X2100:149940 |  | n/a | n/a | Other | n/a | n/a
BarCode | n/a | 1900-12-31T23:59:59 | Submitted:Submitted for Approval | Component | nbl_Door_Ext-Dbl-Blnk-Eq:1810X2100:149940 |  | n/a | n/a | Other | n/a | n/a
Head Height | n/a | 1900-12-31T23:59:59 | Submitted:Submitted for Approval | Component | nbl_Door_Ext-Dbl-Blnk-Eq:1810X2100:149940 | 2100 | n/a | n/a | Other | n/a | n/a | n/a
InstallationDate | n/a | 1900-12-31T23:59:59 | Submitted:Submitted for Approval | Component | nbl_Door_Ext-Dbl-Blnk-Eq:1810X2100:149940 |  | n/a | n/a | Other | n/a | n/a
SerialNumber | n/a | 1900-12-31T23:59:59 | Submitted:Submitted for Approval | Component | nbl_Door_Ext-Dbl-Blnk-Eq:1810X2100:149940 |  | n/a | n/a | Other | n/a | n/a
TagNumber | n/a | 1900-12-31T23:59:59 | Submitted:Submitted for Approval | Component | nbl_Door_Ext-Dbl-Blnk-Eq:1810X2100:149940 |  | n/a | n/a | Other | n/a | n/a
WarrantyStartDate | n/a | 1900-12-31T23:59:59 | Submitted:Submitted for Approval | Component | nbl_Door_Ext-Dbl-Blnk-Eq:1810X2100:149940 |  | n/a | n/a | Other | n/a | n/a
Phase Created | n/a | 1900-12-31T23:59:59 | Submitted:Submitted for Approval | Component | nbl_Door_Ext-Dbl-Blnk-Eq:1810X2100:149940 | New Construction | n/a | n/a | Phasing | n/a | n/a
Reference | n/a | 1900-12-31T23:59:59 | Submitted:Submitted for Approval | Component | nbl_Door_Ext-Dbl-Blnk-Eq:1810X2100:383519 | ED01 | n/a | n/a | Pset_DoorCommon | n/a | n/a
IsExternal | n/a | 1900-12-31T23:59:59 | Submitted:Submitted for Approval | Component | nbl_Door_Ext-Dbl-Blnk-Eq:1810X2100:383519 | TRUE | n/a | n/a | Pset_DoorCommon | n/a | n/a | n/a
FireRating | n/a | 1900-12-31T23:59:59 | Submitted:Submitted for Approval | Component | nbl_Door_Ext-Dbl-Blnk-Eq:1810X2100:383519 |  | n/a | n/a | Pset_DoorCommon | n/a | n/a
ThermalTransmittance | n/a | 1900-12-31T23:59:59 | Submitted:Submitted for Approval | Component | nbl_Door_Ext-Dbl-Blnk-Eq:1810X2100:383519 | 0 | n/a | n/a | Pset_DoorCommon | n/a | n/a | n/a
AcousticRating | n/a | 1900-12-31T23:59:59 | Submitted:Submitted for Approval | Component | nbl_Door_Ext-Dbl-Blnk-Eq:1810X2100:383519 |  | n/a | n/a | Pset_DoorCommon | n/a | n/a
SecurityRating | n/a | 1900-12-31T23:59:59 | Submitted:Submitted for Approval | Component | nbl_Door_Ext-Dbl-Blnk-Eq:1810X2100:383519 |  | n/a | n/a | Pset_DoorCommon | n/a | n/a
SelfClosing | n/a | 1900-12-31T23:59:59 | Submitted:Submitted for Approval | Component | nbl_Door_Ext-Dbl-Blnk-Eq:1810X2100:383519 | n/a | n/a | n/a | Pset_DoorCommon | n/a | n/a | n/a
ProductionYear | n/a | 1900-12-31T23:59:59 | Submitted:Submitted for Approval | Component | nbl_Door_Ext-Dbl-Blnk-Eq:1810X2100:383519 |  | n/a | n/a | Pset_ManufacturerTypeInformation | n/a | n/a
Level | n/a | 1900-12-31T23:59:59 | Submitted:Submitted for Approval | Component | nbl_Door_Ext-Dbl-Blnk-Eq:1810X2100:383519 | Level: Ground Floor | n/a | n/a | Constraints | n/a | n/a
Sill Height | n/a | 1900-12-31T23:59:59 | Submitted:Submitted for Approval | Component | nbl_Door_Ext-Dbl-Blnk-Eq:1810X2100:383519 | 0 | n/a | n/a | Constraints | n/a | n/a | n/a
WallThickness | n/a | 1900-12-31T23:59:59 | Submitted:Submitted for Approval | Component | nbl_Door_Ext-Dbl-Blnk-Eq:1810X2100:383519 | 375 | n/a | n/a | Dimensions | n/a | n/a | n/a
FireRating | n/a | 1900-12-31T23:59:59 | Submitted:Submitted for Approval | Component | nbl_Door_Ext-Dbl-Blnk-Eq:1810X2100:383519 |  | n/a | n/a | Fire Protection | n/a | n/a
AirTransferGrille | n/a | 1900-12-31T23:59:59 | Submitted:Submitted for Approval | Component | nbl_Door_Ext-Dbl-Blnk-Eq:1810X2100:383519 | n/a | n/a | n/a | Identity Data | n/a | n/a | n/a
AirTransferGrilleSize | n/a | 1900-12-31T23:59:59 | Submitted:Submitted for Approval | Component | nbl_Door_Ext-Dbl-Blnk-Eq:1810X2100:383519 |  | n/a | n/a | Identity Data | n/a | n/a
AntiFingerTrapRequirement | n/a | 1900-12-31T23:59:59 | Submitted:Submitted for Approval | Component | nbl_Door_Ext-Dbl-Blnk-Eq:1810X2100:383519 | n/a | n/a | n/a | Identity Data | n/a | n/a | n/a
BreakOutFacility | n/a | 1900-12-31T23:59:59 | Submitted:Submitted for Approval | Component | nbl_Door_Ext-Dbl-Blnk-Eq:1810X2100:383519 | n/a | n/a | n/a | Identity Data | n/a | n/a | n/a
ComponentNumber | n/a | 1900-12-31T23:59:59 | Submitted:Submitted for Approval | Component | nbl_Door_Ext-Dbl-Blnk-Eq:1810X2100:383519 |  | n/a | n/a | Identity Data | n/a | n/a
Decoration | n/a | 1900-12-31T23:59:59 | Submitted:Submitted for Approval | Component | nbl_Door_Ext-Dbl-Blnk-Eq:1810X2100:383519 |  | n/a | n/a | Identity Data | n/a | n/a
DoorNumber | n/a | 1900-12-31T23:59:59 | Submitted:Submitted for Approval | Component | nbl_Door_Ext-Dbl-Blnk-Eq:1810X2100:383519 | D18 | n/a | n/a | Identity Data | n/a | n/a
ElectronicLock | n/a | 1900-12-31T23:59:59 | Submitted:Submitted for Approval | Component | nbl_Door_Ext-Dbl-Blnk-Eq:1810X2100:383519 | n/a | n/a | n/a | Identity Data | n/a | n/a | n/a
FloorFinish | n/a | 1900-12-31T23:59:59 | Submitted:Submitted for Approval | Component | nbl_Door_Ext-Dbl-Blnk-Eq:1810X2100:383519 |  | n/a | n/a | Identity Data | n/a | n/a
FrameFinish | n/a | 1900-12-31T23:59:59 | Submitted:Submitted for Approval | Component | nbl_Door_Ext-Dbl-Blnk-Eq:1810X2100:383519 |  | n/a | n/a | Identity Data | n/a | n/a
FrameMaterial | n/a | 1900-12-31T23:59:59 | Submitted:Submitted for Approval | Component | nbl_Door_Ext-Dbl-Blnk-Eq:1810X2100:383519 |  | n/a | n/a | Identity Data | n/a | n/a
GlassThickness | n/a | 1900-12-31T23:59:59 | Submitted:Submitted for Approval | Component | nbl_Door_Ext-Dbl-Blnk-Eq:1810X2100:383519 |  | n/a | n/a | Identity Data | n/a | n/a
GlassType | n/a | 1900-12-31T23:59:59 | Submitted:Submitted for Approval | Component | nbl_Door_Ext-Dbl-Blnk-Eq:1810X2100:383519 |  | n/a | n/a | Identity Data | n/a | n/a
Handing | n/a | 1900-12-31T23:59:59 | Submitted:Submitted for Approval | Component | nbl_Door_Ext-Dbl-Blnk-Eq:1810X2100:383519 |  | n/a | n/a | Identity Data | n/a | n/a
HardwareSet | n/a | 1900-12-31T23:59:59 | Submitted:Submitted for Approval | Component | nbl_Door_Ext-Dbl-Blnk-Eq:1810X2100:383519 |  | n/a | n/a | Identity Data | n/a | n/a
HeadDetail | n/a | 1900-12-31T23:59:59 | Submitted:Submitted for Approval | Component | nbl_Door_Ext-Dbl-Blnk-Eq:1810X2100:383519 |  | n/a | n/a | Identity Data | n/a | n/a
HoldOpen | n/a | 1900-12-31T23:59:59 | Submitted:Submitted for Approval | Component | nbl_Door_Ext-Dbl-Blnk-Eq:1810X2100:383519 | n/a | n/a | n/a | Identity Data | n/a | n/a | n/a
JambDetail | n/a | 1900-12-31T23:59:59 | Submitted:Submitted for Approval | Component | nbl_Door_Ext-Dbl-Blnk-Eq:1810X2100:383519 |  | n/a | n/a | Identity Data | n/a | n/a
KeySuiting | n/a | 1900-12-31T23:59:59 | Submitted:Submitted for Approval | Component | nbl_Door_Ext-Dbl-Blnk-Eq:1810X2100:383519 |  | n/a | n/a | Identity Data | n/a | n/a
LeafEdgings | n/a | 1900-12-31T23:59:59 | Submitted:Submitted for Approval | Component | nbl_Door_Ext-Dbl-Blnk-Eq:1810X2100:383519 |  | n/a | n/a | Identity Data | n/a | n/a
LeafFacing | n/a | 1900-12-31T23:59:59 | Submitted:Submitted for Approval | Component | nbl_Door_Ext-Dbl-Blnk-Eq:1810X2100:383519 |  | n/a | n/a | Identity Data | n/a | n/a
LeafSwing | n/a | 1900-12-31T23:59:59 | Submitted:Submitted for Approval | Component | nbl_Door_Ext-Dbl-Blnk-Eq:1810X2100:383519 |  | n/a | n/a | Identity Data | n/a | n/a
Mark | n/a | 1900-12-31T23:59:59 | Submitted:Submitted for Approval | Component | nbl_Door_Ext-Dbl-Blnk-Eq:1810X2100:383519 | 7 | n/a | n/a | Identity Data | n/a | n/a
OpeningMechanism | n/a | 1900-12-31T23:59:59 | Submitted:Submitted for Approval | Component | nbl_Door_Ext-Dbl-Blnk-Eq:1810X2100:383519 | n/a | n/a | n/a | Identity Data | n/a | n/a | n/a
PoweredOperation | n/a | 1900-12-31T23:59:59 | Submitted:Submitted for Approval | Component | nbl_Door_Ext-Dbl-Blnk-Eq:1810X2100:383519 | n/a | n/a | n/a | Identity Data | n/a | n/a | n/a
SignageFire | n/a | 1900-12-31T23:59:59 | Submitted:Submitted for Approval | Component | nbl_Door_Ext-Dbl-Blnk-Eq:1810X2100:383519 |  | n/a | n/a | Identity Data | n/a | n/a
SignageSecurity | n/a | 1900-12-31T23:59:59 | Submitted:Submitted for Approval | Component | nbl_Door_Ext-Dbl-Blnk-Eq:1810X2100:383519 |  | n/a | n/a | Identity Data | n/a | n/a
SignageWayfinding | n/a | 1900-12-31T23:59:59 | Submitted:Submitted for Approval | Component | nbl_Door_Ext-Dbl-Blnk-Eq:1810X2100:383519 |  | n/a | n/a | Identity Data | n/a | n/a
AssetIdentifier | n/a | 1900-12-31T23:59:59 | Submitted:Submitted for Approval | Component | nbl_Door_Ext-Dbl-Blnk-Eq:1810X2100:383519 |  | n/a | n/a | Other | n/a | n/a
BarCode | n/a | 1900-12-31T23:59:59 | Submitted:Submitted for Approval | Component | nbl_Door_Ext-Dbl-Blnk-Eq:1810X2100:383519 |  | n/a | n/a | Other | n/a | n/a
Head Height | n/a | 1900-12-31T23:59:59 | Submitted:Submitted for Approval | Component | nbl_Door_Ext-Dbl-Blnk-Eq:1810X2100:383519 | 2100 | n/a | n/a | Other | n/a | n/a | n/a
InstallationDate | n/a | 1900-12-31T23:59:59 | Submitted:Submitted for Approval | Component | nbl_Door_Ext-Dbl-Blnk-Eq:1810X2100:383519 |  | n/a | n/a | Other | n/a | n/a
SerialNumber | n/a | 1900-12-31T23:59:59 | Submitted:Submitted for Approval | Component | nbl_Door_Ext-Dbl-Blnk-Eq:1810X2100:383519 |  | n/a | n/a | Other | n/a | n/a
TagNumber | n/a | 1900-12-31T23:59:59 | Submitted:Submitted for Approval | Component | nbl_Door_Ext-Dbl-Blnk-Eq:1810X2100:383519 |  | n/a | n/a | Other | n/a | n/a
WarrantyStartDate | n/a | 1900-12-31T23:59:59 | Submitted:Submitted for Approval | Component | nbl_Door_Ext-Dbl-Blnk-Eq:1810X2100:383519 |  | n/a | n/a | Other | n/a | n/a
Phase Created | n/a | 1900-12-31T23:59:59 | Submitted:Submitted for Approval | Component | nbl_Door_Ext-Dbl-Blnk-Eq:1810X2100:383519 | New Construction | n/a | n/a | Phasing | n/a | n/a
Analytic Construction | n/a | 1900-12-31T23:59:59 | Submitted:Submitted for Approval | Type | 1710X2100 | <None> | n/a | n/a | Analytical Properties | n/a | n/a
FrameType | n/a | 1900-12-31T23:59:59 | Submitted:Submitted for Approval | Type | 1710X2100 | nbl_DoorFrameRbtd: nbl_DoorFrameRbtd | n/a | n/a | Construction | n/a | n/a
Function | n/a | 1900-12-31T23:59:59 | Submitted:Submitted for Approval | Type | 1710X2100 | Interior | n/a | n/a | Construction | n/a | n/a
PlantedStopRequired | n/a | 1900-12-31T23:59:59 | Submitted:Submitted for Approval | Type | 1710X2100 | TRUE | n/a | n/a | Construction | n/a | n/a | n/a
ClearOpeningWidth | n/a | 1900-12-31T23:59:59 | Submitted:Submitted for Approval | Type | 1710X2100 | 1606 | n/a | n/a | Dimensions | n/a | n/a | n/a
FrameSetback | n/a | 1900-12-31T23:59:59 | Submitted:Submitted for Approval | Type | 1710X2100 | 0 | n/a | n/a | Dimensions | n/a | n/a | n/a
FrameThickness | n/a | 1900-12-31T23:59:59 | Submitted:Submitted for Approval | Type | 1710X2100 | 32 | n/a | n/a | Dimensions | n/a | n/a | n/a
GlazingOffsetFromBottomOfLeaf | n/a | 1900-12-31T23:59:59 | Submitted:Submitted for Approval | Type | 1710X2100 | 406 | n/a | n/a | Dimensions | n/a | n/a | n/a
GlazingOffsetFromEdgeOfLeaf | n/a | 1900-12-31T23:59:59 | Submitted:Submitted for Approval | Type | 1710X2100 | 156 | n/a | n/a | Dimensions | n/a | n/a | n/a
GlazingPanel1Height | n/a | 1900-12-31T23:59:59 | Submitted:Submitted for Approval | Type | 1710X2100 | 488 | n/a | n/a | Dimensions | n/a | n/a | n/a
GlazingPanel2Height | n/a | 1900-12-31T23:59:59 | Submitted:Submitted for Approval | Type | 1710X2100 | 750 | n/a | n/a | Dimensions | n/a | n/a | n/a
GlazingPanelWidth | n/a | 1900-12-31T23:59:59 | Submitted:Submitted for Approval | Type | 1710X2100 | 200 | n/a | n/a | Dimensions | n/a | n/a | n/a
Height | n/a | 1900-12-31T23:59:59 | Submitted:Submitted for Approval | Type | 1710X2100 | 2100 | n/a | n/a | Dimensions | n/a | n/a | n/a
LeafHeight | n/a | 1900-12-31T23:59:59 | Submitted:Submitted for Approval | Type | 1710X2100 | 2050 | n/a | n/a | Dimensions | n/a | n/a | n/a
LeafThickness | n/a | 1900-12-31T23:59:59 | Submitted:Submitted for Approval | Type | 1710X2100 | 44 | n/a | n/a | Dimensions | n/a | n/a | n/a
MainLeafWidth | n/a | 1900-12-31T23:59:59 | Submitted:Submitted for Approval | Type | 1710X2100 | 811.5 | n/a | n/a | Dimensions | n/a | n/a | n/a
MeetingStileTolerance | n/a | 1900-12-31T23:59:59 | Submitted:Submitted for Approval | Type | 1710X2100 | 3 | n/a | n/a | Dimensions | n/a | n/a | n/a
OpeningTolerance | n/a | 1900-12-31T23:59:59 | Submitted:Submitted for Approval | Type | 1710X2100 | 2 | n/a | n/a | Dimensions | n/a | n/a | n/a
PlantedStopWidthForCalc | n/a | 1900-12-31T23:59:59 | Submitted:Submitted for Approval | Type | 1710X2100 | 12 | n/a | n/a | Dimensions | n/a | n/a | n/a
Rough Height | n/a | 1900-12-31T23:59:59 | Submitted:Submitted for Approval | Type | 1710X2100 | 2100 | n/a | n/a | Dimensions | n/a | n/a | n/a
Rough Width | n/a | 1900-12-31T23:59:59 | Submitted:Submitted for Approval | Type | 1710X2100 | 1710 | n/a | n/a | Dimensions | n/a | n/a | n/a
SecondaryLeafWidth | n/a | 1900-12-31T23:59:59 | Submitted:Submitted for Approval | Type | 1710X2100 | 811.5 | n/a | n/a | Dimensions | n/a | n/a | n/a
StructuralOpeningHeight | n/a | 1900-12-31T23:59:59 | Submitted:Submitted for Approval | Type | 1710X2100 | 2100 | n/a | n/a | Dimensions | n/a | n/a | n/a
StructuralOpeningWidth | n/a | 1900-12-31T23:59:59 | Submitted:Submitted for Approval | Type | 1710X2100 | 1710 | n/a | n/a | Dimensions | n/a | n/a | n/a
StructuralTolerance | n/a | 1900-12-31T23:59:59 | Submitted:Submitted for Approval | Type | 1710X2100 | 8 | n/a | n/a | Dimensions | n/a | n/a | n/a
Thickness | n/a | 1900-12-31T23:59:59 | Submitted:Submitted for Approval | Type | 1710X2100 | 44 | n/a | n/a | Dimensions | n/a | n/a | n/a
Undercut | n/a | 1900-12-31T23:59:59 | Submitted:Submitted for Approval | Type | 1710X2100 | 8 | n/a | n/a | Dimensions | n/a | n/a | n/a
UnglazedZone | n/a | 1900-12-31T23:59:59 | Submitted:Submitted for Approval | Type | 1710X2100 | 212 | n/a | n/a | Dimensions | n/a | n/a | n/a
Width | n/a | 1900-12-31T23:59:59 | Submitted:Submitted for Approval | Type | 1710X2100 | 1710 | n/a | n/a | Dimensions | n/a | n/a | n/a
Assembly Code | n/a | 1900-12-31T23:59:59 | Submitted:Submitted for Approval | Type | 1710X2100 |  | n/a | n/a | Identity Data | n/a | n/a
Assembly Description | n/a | 1900-12-31T23:59:59 | Submitted:Submitted for Approval | Type | 1710X2100 |  | n/a | n/a | Identity Data | n/a | n/a
Configuration | n/a | 1900-12-31T23:59:59 | Submitted:Submitted for Approval | Type | 1710X2100 | Pair | n/a | n/a | Identity Data | n/a | n/a
Description | n/a | 1900-12-31T23:59:59 | Submitted:Submitted for Approval | Type | 1710X2100 | Internal double door with 2 vision panels | n/a | n/a | Identity Data | n/a | n/a
FrameProfile | n/a | 1900-12-31T23:59:59 | Submitted:Submitted for Approval | Type | 1710X2100 |  | n/a | n/a | Identity Data | n/a | n/a
Help | n/a | 1900-12-31T23:59:59 | Submitted:Submitted for Approval | Type | 1710X2100 | www.nationalbimlibrary.com | n/a | n/a | Identity Data | n/a | n/a
IssueDate | n/a | 1900-12-31T23:59:59 | Submitted:Submitted for Approval | Type | 1710X2100 | 12/03/07 | n/a | n/a | Identity Data | n/a | n/a
Keynote | n/a | 1900-12-31T23:59:59 | Submitted:Submitted for Approval | Type | 1710X2100 | 25 50 20 110 | n/a | n/a | Identity Data | n/a | n/a
NBSDescription | n/a | 1900-12-31T23:59:59 | Submitted:Submitted for Approval | Type | 1710X2100 | Doorset system type C | n/a | n/a | Identity Data | n/a | n/a
NBSReference | n/a | 1900-12-31T23:59:59 | Submitted:Submitted for Approval | Type | 1710X2100 | 25-50-20/120C | n/a | n/a | Identity Data | n/a | n/a
OmniClass Number | n/a | 1900-12-31T23:59:59 | Submitted:Submitted for Approval | Type | 1710X2100 |  | n/a | n/a | Identity Data | n/a | n/a
OmniClass Title | n/a | 1900-12-31T23:59:59 | Submitted:Submitted for Approval | Type | 1710X2100 |  | n/a | n/a | Identity Data | n/a | n/a
Type Mark | n/a | 1900-12-31T23:59:59 | Submitted:Submitted for Approval | Type | 1710X2100 | 146 | n/a | n/a | Identity Data | n/a | n/a
Units | n/a | 1900-12-31T23:59:59 | Submitted:Submitted for Approval | Type | 1710X2100 | Metric | n/a | n/a | Identity Data | n/a | n/a
URL | n/a | 1900-12-31T23:59:59 | Submitted:Submitted for Approval | Type | 1710X2100 | www.nationalbimlibrary.com | n/a | n/a | Identity Data | n/a | n/a
Version | n/a | 1900-12-31T23:59:59 | Submitted:Submitted for Approval | Type | 1710X2100 | 1.0 | n/a | n/a | Identity Data | n/a | n/a
VisionPanelConfiguration | n/a | 1900-12-31T23:59:59 | Submitted:Submitted for Approval | Type | 1710X2100 | Double slot | n/a | n/a | Identity Data | n/a | n/a
ArchitraveMaterial | n/a | 1900-12-31T23:59:59 | Submitted:Submitted for Approval | Type | 1710X2100 | nbl_ConceptSolid | n/a | n/a | Materials and Finishes | n/a | n/a
Frame/MullionMaterial | n/a | 1900-12-31T23:59:59 | Submitted:Submitted for Approval | Type | 1710X2100 | nbl_ConceptSolid | n/a | n/a | Materials and Finishes | n/a | n/a
GlazingBeadMaterial | n/a | 1900-12-31T23:59:59 | Submitted:Submitted for Approval | Type | 1710X2100 | nbl_ConceptSolid | n/a | n/a | Materials and Finishes | n/a | n/a
GlazingPanelMaterial | n/a | 1900-12-31T23:59:59 | Submitted:Submitted for Approval | Type | 1710X2100 | nbl_ConceptGlass | n/a | n/a | Materials and Finishes | n/a | n/a
LeafMaterial | n/a | 1900-12-31T23:59:59 | Submitted:Submitted for Approval | Type | 1710X2100 | nbl_ConceptSolid | n/a | n/a | Materials and Finishes | n/a | n/a
Colour | n/a | 1900-12-31T23:59:59 | Submitted:Submitted for Approval | Type | 1710X2100 |  | n/a | n/a | Other | n/a | n/a
Constituents | n/a | 1900-12-31T23:59:59 | Submitted:Submitted for Approval | Type | 1710X2100 |  | n/a | n/a | Other | n/a | n/a
Features | n/a | 1900-12-31T23:59:59 | Submitted:Submitted for Approval | Type | 1710X2100 |  | n/a | n/a | Other | n/a | n/a
Finish | n/a | 1900-12-31T23:59:59 | Submitted:Submitted for Approval | Type | 1710X2100 |  | n/a | n/a | Other | n/a | n/a
Grade | n/a | 1900-12-31T23:59:59 | Submitted:Submitted for Approval | Type | 1710X2100 |  | n/a | n/a | Other | n/a | n/a
Material | n/a | 1900-12-31T23:59:59 | Submitted:Submitted for Approval | Type | 1710X2100 |  | n/a | n/a | Other | n/a | n/a
NominalHeight | n/a | 1900-12-31T23:59:59 | Submitted:Submitted for Approval | Type | 1710X2100 | 2100 | n/a | n/a | Other | n/a | n/a | n/a
NominalLength | n/a | 1900-12-31T23:59:59 | Submitted:Submitted for Approval | Type | 1710X2100 | 0 | n/a | n/a | Other | n/a | n/a | n/a
NominalWidth | n/a | 1900-12-31T23:59:59 | Submitted:Submitted for Approval | Type | 1710X2100 | 1710 | n/a | n/a | Other | n/a | n/a | n/a
ProductionYear | n/a | 1900-12-31T23:59:59 | Submitted:Submitted for Approval | Type | 1710X2100 |  | n/a | n/a | Other | n/a | n/a
ReplacementCost | n/a | 1900-12-31T23:59:59 | Submitted:Submitted for Approval | Type | 1710X2100 |  | n/a | n/a | Other | n/a | n/a
ServiceLifeDuration | n/a | 1900-12-31T23:59:59 | Submitted:Submitted for Approval | Type | 1710X2100 |  | n/a | n/a | Other | n/a | n/a
Shape | n/a | 1900-12-31T23:59:59 | Submitted:Submitted for Approval | Type | 1710X2100 |  | n/a | n/a | Other | n/a | n/a
Size | n/a | 1900-12-31T23:59:59 | Submitted:Submitted for Approval | Type | 1710X2100 |  | n/a | n/a | Other | n/a | n/a
WarrantyDescription | n/a | 1900-12-31T23:59:59 | Submitted:Submitted for Approval | Type | 1710X2100 |  | n/a | n/a | Other | n/a | n/a
WarrantyDurationLabour | n/a | 1900-12-31T23:59:59 | Submitted:Submitted for Approval | Type | 1710X2100 |  | n/a | n/a | Other | n/a | n/a
WarrantyDurationParts | n/a | 1900-12-31T23:59:59 | Submitted:Submitted for Approval | Type | 1710X2100 |  | n/a | n/a | Other | n/a | n/a
WarrantyGuarantorLabour | n/a | 1900-12-31T23:59:59 | Submitted:Submitted for Approval | Type | 1710X2100 |  | n/a | n/a | Other | n/a | n/a
WarrantyGuarantorParts | n/a | 1900-12-31T23:59:59 | Submitted:Submitted for Approval | Type | 1710X2100 |  | n/a | n/a | Other | n/a | n/a
Reference | n/a | 1900-12-31T23:59:59 | Submitted:Submitted for Approval | Component | nbl_Door_Int-Dbl-Vsn-Pnl-02:1710X2100:156609 | ID04 | n/a | n/a | Pset_DoorCommon | n/a | n/a
IsExternal | n/a | 1900-12-31T23:59:59 | Submitted:Submitted for Approval | Component | nbl_Door_Int-Dbl-Vsn-Pnl-02:1710X2100:156609 | n/a | n/a | n/a | Pset_DoorCommon | n/a | n/a | n/a
FireRating | n/a | 1900-12-31T23:59:59 | Submitted:Submitted for Approval | Component | nbl_Door_Int-Dbl-Vsn-Pnl-02:1710X2100:156609 | 120 | n/a | n/a | Pset_DoorCommon | n/a | n/a
ThermalTransmittance | n/a | 1900-12-31T23:59:59 | Submitted:Submitted for Approval | Component | nbl_Door_Int-Dbl-Vsn-Pnl-02:1710X2100:156609 | 0 | n/a | n/a | Pset_DoorCommon | n/a | n/a | n/a
AcousticRating | n/a | 1900-12-31T23:59:59 | Submitted:Submitted for Approval | Component | nbl_Door_Int-Dbl-Vsn-Pnl-02:1710X2100:156609 | 32dB | n/a | n/a | Pset_DoorCommon | n/a | n/a
SecurityRating | n/a | 1900-12-31T23:59:59 | Submitted:Submitted for Approval | Component | nbl_Door_Int-Dbl-Vsn-Pnl-02:1710X2100:156609 | C15 | n/a | n/a | Pset_DoorCommon | n/a | n/a
SelfClosing | n/a | 1900-12-31T23:59:59 | Submitted:Submitted for Approval | Component | nbl_Door_Int-Dbl-Vsn-Pnl-02:1710X2100:156609 | n/a | n/a | n/a | Pset_DoorCommon | n/a | n/a | n/a
ProductionYear | n/a | 1900-12-31T23:59:59 | Submitted:Submitted for Approval | Component | nbl_Door_Int-Dbl-Vsn-Pnl-02:1710X2100:156609 |  | n/a | n/a | Pset_ManufacturerTypeInformation | n/a | n/a
Level | n/a | 1900-12-31T23:59:59 | Submitted:Submitted for Approval | Component | nbl_Door_Int-Dbl-Vsn-Pnl-02:1710X2100:156609 | Level: Ground Floor | n/a | n/a | Constraints | n/a | n/a
Sill Height | n/a | 1900-12-31T23:59:59 | Submitted:Submitted for Approval | Component | nbl_Door_Int-Dbl-Vsn-Pnl-02:1710X2100:156609 | 0 | n/a | n/a | Constraints | n/a | n/a | n/a
ArchitraveBackRequired | n/a | 1900-12-31T23:59:59 | Submitted:Submitted for Approval | Component | nbl_Door_Int-Dbl-Vsn-Pnl-02:1710X2100:156609 | n/a | n/a | n/a | Construction | n/a | n/a | n/a
ArchitraveFrontRequired | n/a | 1900-12-31T23:59:59 | Submitted:Submitted for Approval | Component | nbl_Door_Int-Dbl-Vsn-Pnl-02:1710X2100:156609 | n/a | n/a | n/a | Construction | n/a | n/a | n/a
DoubleAction | n/a | 1900-12-31T23:59:59 | Submitted:Submitted for Approval | Component | nbl_Door_Int-Dbl-Vsn-Pnl-02:1710X2100:156609 | n/a | n/a | n/a | Construction | n/a | n/a | n/a
ExtensionLining | n/a | 1900-12-31T23:59:59 | Submitted:Submitted for Approval | Component | nbl_Door_Int-Dbl-Vsn-Pnl-02:1710X2100:156609 | n/a | n/a | n/a | Construction | n/a | n/a | n/a
SingleAction | n/a | 1900-12-31T23:59:59 | Submitted:Submitted for Approval | Component | nbl_Door_Int-Dbl-Vsn-Pnl-02:1710X2100:156609 | TRUE | n/a | n/a | Construction | n/a | n/a | n/a
ArchitraveSetbackFromFrameFace | n/a | 1900-12-31T23:59:59 | Submitted:Submitted for Approval | Component | nbl_Door_Int-Dbl-Vsn-Pnl-02:1710X2100:156609 | 20 | n/a | n/a | Dimensions | n/a | n/a | n/a
ArchitraveThickness | n/a | 1900-12-31T23:59:59 | Submitted:Submitted for Approval | Component | nbl_Door_Int-Dbl-Vsn-Pnl-02:1710X2100:156609 | 45 | n/a | n/a | Dimensions | n/a | n/a | n/a
ArchitraveWidth | n/a | 1900-12-31T23:59:59 | Submitted:Submitted for Approval | Component | nbl_Door_Int-Dbl-Vsn-Pnl-02:1710X2100:156609 | 14 | n/a | n/a | Dimensions | n/a | n/a | n/a
FrameWidth | n/a | 1900-12-31T23:59:59 | Submitted:Submitted for Approval | Component | nbl_Door_Int-Dbl-Vsn-Pnl-02:1710X2100:156609 | 180 | n/a | n/a | Dimensions | n/a | n/a | n/a
LeafOffsetToFrame | n/a | 1900-12-31T23:59:59 | Submitted:Submitted for Approval | Component | nbl_Door_Int-Dbl-Vsn-Pnl-02:1710X2100:156609 | 0 | n/a | n/a | Dimensions | n/a | n/a | n/a
LeafSwingAngleGraphic | n/a | 1900-12-31T23:59:59 | Submitted:Submitted for Approval | Component | nbl_Door_Int-Dbl-Vsn-Pnl-02:1710X2100:156609 | 45 | n/a | n/a | Dimensions | n/a | n/a | n/a
RebateDepth | n/a | 1900-12-31T23:59:59 | Submitted:Submitted for Approval | Component | nbl_Door_Int-Dbl-Vsn-Pnl-02:1710X2100:156609 | 46 | n/a | n/a | Dimensions | n/a | n/a | n/a
WallThickness | n/a | 1900-12-31T23:59:59 | Submitted:Submitted for Approval | Component | nbl_Door_Int-Dbl-Vsn-Pnl-02:1710X2100:156609 | 180 | n/a | n/a | Dimensions | n/a | n/a | n/a
FireRating | n/a | 1900-12-31T23:59:59 | Submitted:Submitted for Approval | Component | nbl_Door_Int-Dbl-Vsn-Pnl-02:1710X2100:156609 | 120 | n/a | n/a | Fire Protection | n/a | n/a
AirTransferGrille | n/a | 1900-12-31T23:59:59 | Submitted:Submitted for Approval | Component | nbl_Door_Int-Dbl-Vsn-Pnl-02:1710X2100:156609 | n/a | n/a | n/a | Identity Data | n/a | n/a | n/a
AirTransferGrilleSize | n/a | 1900-12-31T23:59:59 | Submitted:Submitted for Approval | Component | nbl_Door_Int-Dbl-Vsn-Pnl-02:1710X2100:156609 |  | n/a | n/a | Identity Data | n/a | n/a
AntiFingerTrapRequirement | n/a | 1900-12-31T23:59:59 | Submitted:Submitted for Approval | Component | nbl_Door_Int-Dbl-Vsn-Pnl-02:1710X2100:156609 | n/a | n/a | n/a | Identity Data | n/a | n/a | n/a
BreakOutFacility | n/a | 1900-12-31T23:59:59 | Submitted:Submitted for Approval | Component | nbl_Door_Int-Dbl-Vsn-Pnl-02:1710X2100:156609 | n/a | n/a | n/a | Identity Data | n/a | n/a | n/a
ComponentNumber | n/a | 1900-12-31T23:59:59 | Submitted:Submitted for Approval | Component | nbl_Door_Int-Dbl-Vsn-Pnl-02:1710X2100:156609 |  | n/a | n/a | Identity Data | n/a | n/a
Decoration | n/a | 1900-12-31T23:59:59 | Submitted:Submitted for Approval | Component | nbl_Door_Int-Dbl-Vsn-Pnl-02:1710X2100:156609 |  | n/a | n/a | Identity Data | n/a | n/a
DoorNumber | n/a | 1900-12-31T23:59:59 | Submitted:Submitted for Approval | Component | nbl_Door_Int-Dbl-Vsn-Pnl-02:1710X2100:156609 | D06 | n/a | n/a | Identity Data | n/a | n/a
ElectronicLock | n/a | 1900-12-31T23:59:59 | Submitted:Submitted for Approval | Component | nbl_Door_Int-Dbl-Vsn-Pnl-02:1710X2100:156609 | n/a | n/a | n/a | Identity Data | n/a | n/a | n/a
FloorFinish | n/a | 1900-12-31T23:59:59 | Submitted:Submitted for Approval | Component | nbl_Door_Int-Dbl-Vsn-Pnl-02:1710X2100:156609 |  | n/a | n/a | Identity Data | n/a | n/a
FrameFinish | n/a | 1900-12-31T23:59:59 | Submitted:Submitted for Approval | Component | nbl_Door_Int-Dbl-Vsn-Pnl-02:1710X2100:156609 |  | n/a | n/a | Identity Data | n/a | n/a
FrameMaterial | n/a | 1900-12-31T23:59:59 | Submitted:Submitted for Approval | Component | nbl_Door_Int-Dbl-Vsn-Pnl-02:1710X2100:156609 |  | n/a | n/a | Identity Data | n/a | n/a
GlassThickness | n/a | 1900-12-31T23:59:59 | Submitted:Submitted for Approval | Component | nbl_Door_Int-Dbl-Vsn-Pnl-02:1710X2100:156609 |  | n/a | n/a | Identity Data | n/a | n/a
GlassType | n/a | 1900-12-31T23:59:59 | Submitted:Submitted for Approval | Component | nbl_Door_Int-Dbl-Vsn-Pnl-02:1710X2100:156609 |  | n/a | n/a | Identity Data | n/a | n/a
Handing | n/a | 1900-12-31T23:59:59 | Submitted:Submitted for Approval | Component | nbl_Door_Int-Dbl-Vsn-Pnl-02:1710X2100:156609 |  | n/a | n/a | Identity Data | n/a | n/a
HardwareSet | n/a | 1900-12-31T23:59:59 | Submitted:Submitted for Approval | Component | nbl_Door_Int-Dbl-Vsn-Pnl-02:1710X2100:156609 |  | n/a | n/a | Identity Data | n/a | n/a
HeadDetail | n/a | 1900-12-31T23:59:59 | Submitted:Submitted for Approval | Component | nbl_Door_Int-Dbl-Vsn-Pnl-02:1710X2100:156609 |  | n/a | n/a | Identity Data | n/a | n/a
HoldOpen | n/a | 1900-12-31T23:59:59 | Submitted:Submitted for Approval | Component | nbl_Door_Int-Dbl-Vsn-Pnl-02:1710X2100:156609 | n/a | n/a | n/a | Identity Data | n/a | n/a | n/a
JambDetail | n/a | 1900-12-31T23:59:59 | Submitted:Submitted for Approval | Component | nbl_Door_Int-Dbl-Vsn-Pnl-02:1710X2100:156609 |  | n/a | n/a | Identity Data | n/a | n/a
KeySuiting | n/a | 1900-12-31T23:59:59 | Submitted:Submitted for Approval | Component | nbl_Door_Int-Dbl-Vsn-Pnl-02:1710X2100:156609 |  | n/a | n/a | Identity Data | n/a | n/a
LeafEdgings | n/a | 1900-12-31T23:59:59 | Submitted:Submitted for Approval | Component | nbl_Door_Int-Dbl-Vsn-Pnl-02:1710X2100:156609 |  | n/a | n/a | Identity Data | n/a | n/a
LeafFacing | n/a | 1900-12-31T23:59:59 | Submitted:Submitted for Approval | Component | nbl_Door_Int-Dbl-Vsn-Pnl-02:1710X2100:156609 |  | n/a | n/a | Identity Data | n/a | n/a
LeafSwing | n/a | 1900-12-31T23:59:59 | Submitted:Submitted for Approval | Component | nbl_Door_Int-Dbl-Vsn-Pnl-02:1710X2100:156609 |  | n/a | n/a | Identity Data | n/a | n/a
Mark | n/a | 1900-12-31T23:59:59 | Submitted:Submitted for Approval | Component | nbl_Door_Int-Dbl-Vsn-Pnl-02:1710X2100:156609 | 28 | n/a | n/a | Identity Data | n/a | n/a
OpeningMechanism | n/a | 1900-12-31T23:59:59 | Submitted:Submitted for Approval | Component | nbl_Door_Int-Dbl-Vsn-Pnl-02:1710X2100:156609 | n/a | n/a | n/a | Identity Data | n/a | n/a | n/a
PoweredOperation | n/a | 1900-12-31T23:59:59 | Submitted:Submitted for Approval | Component | nbl_Door_Int-Dbl-Vsn-Pnl-02:1710X2100:156609 | n/a | n/a | n/a | Identity Data | n/a | n/a | n/a
SignageFire | n/a | 1900-12-31T23:59:59 | Submitted:Submitted for Approval | Component | nbl_Door_Int-Dbl-Vsn-Pnl-02:1710X2100:156609 |  | n/a | n/a | Identity Data | n/a | n/a
SignageSecurity | n/a | 1900-12-31T23:59:59 | Submitted:Submitted for Approval | Component | nbl_Door_Int-Dbl-Vsn-Pnl-02:1710X2100:156609 |  | n/a | n/a | Identity Data | n/a | n/a
SignageWayfinding | n/a | 1900-12-31T23:59:59 | Submitted:Submitted for Approval | Component | nbl_Door_Int-Dbl-Vsn-Pnl-02:1710X2100:156609 |  | n/a | n/a | Identity Data | n/a | n/a
AssetIdentifier | n/a | 1900-12-31T23:59:59 | Submitted:Submitted for Approval | Component | nbl_Door_Int-Dbl-Vsn-Pnl-02:1710X2100:156609 |  | n/a | n/a | Other | n/a | n/a
BarCode | n/a | 1900-12-31T23:59:59 | Submitted:Submitted for Approval | Component | nbl_Door_Int-Dbl-Vsn-Pnl-02:1710X2100:156609 |  | n/a | n/a | Other | n/a | n/a
Head Height | n/a | 1900-12-31T23:59:59 | Submitted:Submitted for Approval | Component | nbl_Door_Int-Dbl-Vsn-Pnl-02:1710X2100:156609 | 2100 | n/a | n/a | Other | n/a | n/a | n/a
InstallationDate | n/a | 1900-12-31T23:59:59 | Submitted:Submitted for Approval | Component | nbl_Door_Int-Dbl-Vsn-Pnl-02:1710X2100:156609 |  | n/a | n/a | Other | n/a | n/a
SerialNumber | n/a | 1900-12-31T23:59:59 | Submitted:Submitted for Approval | Component | nbl_Door_Int-Dbl-Vsn-Pnl-02:1710X2100:156609 |  | n/a | n/a | Other | n/a | n/a
TagNumber | n/a | 1900-12-31T23:59:59 | Submitted:Submitted for Approval | Component | nbl_Door_Int-Dbl-Vsn-Pnl-02:1710X2100:156609 |  | n/a | n/a | Other | n/a | n/a
WarrantyStartDate | n/a | 1900-12-31T23:59:59 | Submitted:Submitted for Approval | Component | nbl_Door_Int-Dbl-Vsn-Pnl-02:1710X2100:156609 |  | n/a | n/a | Other | n/a | n/a
Phase Created | n/a | 1900-12-31T23:59:59 | Submitted:Submitted for Approval | Component | nbl_Door_Int-Dbl-Vsn-Pnl-02:1710X2100:156609 | New Construction | n/a | n/a | Phasing | n/a | n/a
Reference | n/a | 1900-12-31T23:59:59 | Submitted:Submitted for Approval | Component | nbl_Door_Int-Dbl-Vsn-Pnl-02:1710X2100:160241 | ID04 | n/a | n/a | Pset_DoorCommon | n/a | n/a
IsExternal | n/a | 1900-12-31T23:59:59 | Submitted:Submitted for Approval | Component | nbl_Door_Int-Dbl-Vsn-Pnl-02:1710X2100:160241 | n/a | n/a | n/a | Pset_DoorCommon | n/a | n/a | n/a
FireRating | n/a | 1900-12-31T23:59:59 | Submitted:Submitted for Approval | Component | nbl_Door_Int-Dbl-Vsn-Pnl-02:1710X2100:160241 | 120 | n/a | n/a | Pset_DoorCommon | n/a | n/a
ThermalTransmittance | n/a | 1900-12-31T23:59:59 | Submitted:Submitted for Approval | Component | nbl_Door_Int-Dbl-Vsn-Pnl-02:1710X2100:160241 | 0 | n/a | n/a | Pset_DoorCommon | n/a | n/a | n/a
AcousticRating | n/a | 1900-12-31T23:59:59 | Submitted:Submitted for Approval | Component | nbl_Door_Int-Dbl-Vsn-Pnl-02:1710X2100:160241 |  | n/a | n/a | Pset_DoorCommon | n/a | n/a
SecurityRating | n/a | 1900-12-31T23:59:59 | Submitted:Submitted for Approval | Component | nbl_Door_Int-Dbl-Vsn-Pnl-02:1710X2100:160241 |  | n/a | n/a | Pset_DoorCommon | n/a | n/a
SelfClosing | n/a | 1900-12-31T23:59:59 | Submitted:Submitted for Approval | Component | nbl_Door_Int-Dbl-Vsn-Pnl-02:1710X2100:160241 | n/a | n/a | n/a | Pset_DoorCommon | n/a | n/a | n/a
ProductionYear | n/a | 1900-12-31T23:59:59 | Submitted:Submitted for Approval | Component | nbl_Door_Int-Dbl-Vsn-Pnl-02:1710X2100:160241 |  | n/a | n/a | Pset_ManufacturerTypeInformation | n/a | n/a
Level | n/a | 1900-12-31T23:59:59 | Submitted:Submitted for Approval | Component | nbl_Door_Int-Dbl-Vsn-Pnl-02:1710X2100:160241 | Level: Ground Floor | n/a | n/a | Constraints | n/a | n/a
Sill Height | n/a | 1900-12-31T23:59:59 | Submitted:Submitted for Approval | Component | nbl_Door_Int-Dbl-Vsn-Pnl-02:1710X2100:160241 | 0 | n/a | n/a | Constraints | n/a | n/a | n/a
ArchitraveBackRequired | n/a | 1900-12-31T23:59:59 | Submitted:Submitted for Approval | Component | nbl_Door_Int-Dbl-Vsn-Pnl-02:1710X2100:160241 | n/a | n/a | n/a | Construction | n/a | n/a | n/a
ArchitraveFrontRequired | n/a | 1900-12-31T23:59:59 | Submitted:Submitted for Approval | Component | nbl_Door_Int-Dbl-Vsn-Pnl-02:1710X2100:160241 | n/a | n/a | n/a | Construction | n/a | n/a | n/a
DoubleAction | n/a | 1900-12-31T23:59:59 | Submitted:Submitted for Approval | Component | nbl_Door_Int-Dbl-Vsn-Pnl-02:1710X2100:160241 | n/a | n/a | n/a | Construction | n/a | n/a | n/a
ExtensionLining | n/a | 1900-12-31T23:59:59 | Submitted:Submitted for Approval | Component | nbl_Door_Int-Dbl-Vsn-Pnl-02:1710X2100:160241 | n/a | n/a | n/a | Construction | n/a | n/a | n/a
SingleAction | n/a | 1900-12-31T23:59:59 | Submitted:Submitted for Approval | Component | nbl_Door_Int-Dbl-Vsn-Pnl-02:1710X2100:160241 | TRUE | n/a | n/a | Construction | n/a | n/a | n/a
ArchitraveSetbackFromFrameFace | n/a | 1900-12-31T23:59:59 | Submitted:Submitted for Approval | Component | nbl_Door_Int-Dbl-Vsn-Pnl-02:1710X2100:160241 | 20 | n/a | n/a | Dimensions | n/a | n/a | n/a
ArchitraveThickness | n/a | 1900-12-31T23:59:59 | Submitted:Submitted for Approval | Component | nbl_Door_Int-Dbl-Vsn-Pnl-02:1710X2100:160241 | 45 | n/a | n/a | Dimensions | n/a | n/a | n/a
ArchitraveWidth | n/a | 1900-12-31T23:59:59 | Submitted:Submitted for Approval | Component | nbl_Door_Int-Dbl-Vsn-Pnl-02:1710X2100:160241 | 14 | n/a | n/a | Dimensions | n/a | n/a | n/a
FrameWidth | n/a | 1900-12-31T23:59:59 | Submitted:Submitted for Approval | Component | nbl_Door_Int-Dbl-Vsn-Pnl-02:1710X2100:160241 | 180 | n/a | n/a | Dimensions | n/a | n/a | n/a
LeafOffsetToFrame | n/a | 1900-12-31T23:59:59 | Submitted:Submitted for Approval | Component | nbl_Door_Int-Dbl-Vsn-Pnl-02:1710X2100:160241 | 0 | n/a | n/a | Dimensions | n/a | n/a | n/a
LeafSwingAngleGraphic | n/a | 1900-12-31T23:59:59 | Submitted:Submitted for Approval | Component | nbl_Door_Int-Dbl-Vsn-Pnl-02:1710X2100:160241 | 45 | n/a | n/a | Dimensions | n/a | n/a | n/a
RebateDepth | n/a | 1900-12-31T23:59:59 | Submitted:Submitted for Approval | Component | nbl_Door_Int-Dbl-Vsn-Pnl-02:1710X2100:160241 | 46 | n/a | n/a | Dimensions | n/a | n/a | n/a
WallThickness | n/a | 1900-12-31T23:59:59 | Submitted:Submitted for Approval | Component | nbl_Door_Int-Dbl-Vsn-Pnl-02:1710X2100:160241 | 180 | n/a | n/a | Dimensions | n/a | n/a | n/a
FireRating | n/a | 1900-12-31T23:59:59 | Submitted:Submitted for Approval | Component | nbl_Door_Int-Dbl-Vsn-Pnl-02:1710X2100:160241 | 120 | n/a | n/a | Fire Protection | n/a | n/a
AirTransferGrille | n/a | 1900-12-31T23:59:59 | Submitted:Submitted for Approval | Component | nbl_Door_Int-Dbl-Vsn-Pnl-02:1710X2100:160241 | n/a | n/a | n/a | Identity Data | n/a | n/a | n/a
AirTransferGrilleSize | n/a | 1900-12-31T23:59:59 | Submitted:Submitted for Approval | Component | nbl_Door_Int-Dbl-Vsn-Pnl-02:1710X2100:160241 |  | n/a | n/a | Identity Data | n/a | n/a
AntiFingerTrapRequirement | n/a | 1900-12-31T23:59:59 | Submitted:Submitted for Approval | Component | nbl_Door_Int-Dbl-Vsn-Pnl-02:1710X2100:160241 | n/a | n/a | n/a | Identity Data | n/a | n/a | n/a
BreakOutFacility | n/a | 1900-12-31T23:59:59 | Submitted:Submitted for Approval | Component | nbl_Door_Int-Dbl-Vsn-Pnl-02:1710X2100:160241 | n/a | n/a | n/a | Identity Data | n/a | n/a | n/a
ComponentNumber | n/a | 1900-12-31T23:59:59 | Submitted:Submitted for Approval | Component | nbl_Door_Int-Dbl-Vsn-Pnl-02:1710X2100:160241 |  | n/a | n/a | Identity Data | n/a | n/a
Decoration | n/a | 1900-12-31T23:59:59 | Submitted:Submitted for Approval | Component | nbl_Door_Int-Dbl-Vsn-Pnl-02:1710X2100:160241 |  | n/a | n/a | Identity Data | n/a | n/a
DoorNumber | n/a | 1900-12-31T23:59:59 | Submitted:Submitted for Approval | Component | nbl_Door_Int-Dbl-Vsn-Pnl-02:1710X2100:160241 | D08 | n/a | n/a | Identity Data | n/a | n/a
ElectronicLock | n/a | 1900-12-31T23:59:59 | Submitted:Submitted for Approval | Component | nbl_Door_Int-Dbl-Vsn-Pnl-02:1710X2100:160241 | n/a | n/a | n/a | Identity Data | n/a | n/a | n/a
FloorFinish | n/a | 1900-12-31T23:59:59 | Submitted:Submitted for Approval | Component | nbl_Door_Int-Dbl-Vsn-Pnl-02:1710X2100:160241 |  | n/a | n/a | Identity Data | n/a | n/a
FrameFinish | n/a | 1900-12-31T23:59:59 | Submitted:Submitted for Approval | Component | nbl_Door_Int-Dbl-Vsn-Pnl-02:1710X2100:160241 |  | n/a | n/a | Identity Data | n/a | n/a
FrameMaterial | n/a | 1900-12-31T23:59:59 | Submitted:Submitted for Approval | Component | nbl_Door_Int-Dbl-Vsn-Pnl-02:1710X2100:160241 |  | n/a | n/a | Identity Data | n/a | n/a
GlassThickness | n/a | 1900-12-31T23:59:59 | Submitted:Submitted for Approval | Component | nbl_Door_Int-Dbl-Vsn-Pnl-02:1710X2100:160241 |  | n/a | n/a | Identity Data | n/a | n/a
GlassType | n/a | 1900-12-31T23:59:59 | Submitted:Submitted for Approval | Component | nbl_Door_Int-Dbl-Vsn-Pnl-02:1710X2100:160241 |  | n/a | n/a | Identity Data | n/a | n/a
Handing | n/a | 1900-12-31T23:59:59 | Submitted:Submitted for Approval | Component | nbl_Door_Int-Dbl-Vsn-Pnl-02:1710X2100:160241 |  | n/a | n/a | Identity Data | n/a | n/a
HardwareSet | n/a | 1900-12-31T23:59:59 | Submitted:Submitted for Approval | Component | nbl_Door_Int-Dbl-Vsn-Pnl-02:1710X2100:160241 |  | n/a | n/a | Identity Data | n/a | n/a
HeadDetail | n/a | 1900-12-31T23:59:59 | Submitted:Submitted for Approval | Component | nbl_Door_Int-Dbl-Vsn-Pnl-02:1710X2100:160241 |  | n/a | n/a | Identity Data | n/a | n/a
HoldOpen | n/a | 1900-12-31T23:59:59 | Submitted:Submitted for Approval | Component | nbl_Door_Int-Dbl-Vsn-Pnl-02:1710X2100:160241 | n/a | n/a | n/a | Identity Data | n/a | n/a | n/a
JambDetail | n/a | 1900-12-31T23:59:59 | Submitted:Submitted for Approval | Component | nbl_Door_Int-Dbl-Vsn-Pnl-02:1710X2100:160241 |  | n/a | n/a | Identity Data | n/a | n/a
KeySuiting | n/a | 1900-12-31T23:59:59 | Submitted:Submitted for Approval | Component | nbl_Door_Int-Dbl-Vsn-Pnl-02:1710X2100:160241 |  | n/a | n/a | Identity Data | n/a | n/a
LeafEdgings | n/a | 1900-12-31T23:59:59 | Submitted:Submitted for Approval | Component | nbl_Door_Int-Dbl-Vsn-Pnl-02:1710X2100:160241 |  | n/a | n/a | Identity Data | n/a | n/a
LeafFacing | n/a | 1900-12-31T23:59:59 | Submitted:Submitted for Approval | Component | nbl_Door_Int-Dbl-Vsn-Pnl-02:1710X2100:160241 |  | n/a | n/a | Identity Data | n/a | n/a
LeafSwing | n/a | 1900-12-31T23:59:59 | Submitted:Submitted for Approval | Component | nbl_Door_Int-Dbl-Vsn-Pnl-02:1710X2100:160241 |  | n/a | n/a | Identity Data | n/a | n/a
Mark | n/a | 1900-12-31T23:59:59 | Submitted:Submitted for Approval | Component | nbl_Door_Int-Dbl-Vsn-Pnl-02:1710X2100:160241 | 29 | n/a | n/a | Identity Data | n/a | n/a
OpeningMechanism | n/a | 1900-12-31T23:59:59 | Submitted:Submitted for Approval | Component | nbl_Door_Int-Dbl-Vsn-Pnl-02:1710X2100:160241 | n/a | n/a | n/a | Identity Data | n/a | n/a | n/a
PoweredOperation | n/a | 1900-12-31T23:59:59 | Submitted:Submitted for Approval | Component | nbl_Door_Int-Dbl-Vsn-Pnl-02:1710X2100:160241 | n/a | n/a | n/a | Identity Data | n/a | n/a | n/a
SignageFire | n/a | 1900-12-31T23:59:59 | Submitted:Submitted for Approval | Component | nbl_Door_Int-Dbl-Vsn-Pnl-02:1710X2100:160241 |  | n/a | n/a | Identity Data | n/a | n/a
SignageSecurity | n/a | 1900-12-31T23:59:59 | Submitted:Submitted for Approval | Component | nbl_Door_Int-Dbl-Vsn-Pnl-02:1710X2100:160241 |  | n/a | n/a | Identity Data | n/a | n/a
SignageWayfinding | n/a | 1900-12-31T23:59:59 | Submitted:Submitted for Approval | Component | nbl_Door_Int-Dbl-Vsn-Pnl-02:1710X2100:160241 |  | n/a | n/a | Identity Data | n/a | n/a
AssetIdentifier | n/a | 1900-12-31T23:59:59 | Submitted:Submitted for Approval | Component | nbl_Door_Int-Dbl-Vsn-Pnl-02:1710X2100:160241 |  | n/a | n/a | Other | n/a | n/a
BarCode | n/a | 1900-12-31T23:59:59 | Submitted:Submitted for Approval | Component | nbl_Door_Int-Dbl-Vsn-Pnl-02:1710X2100:160241 |  | n/a | n/a | Other | n/a | n/a
Head Height | n/a | 1900-12-31T23:59:59 | Submitted:Submitted for Approval | Component | nbl_Door_Int-Dbl-Vsn-Pnl-02:1710X2100:160241 | 2100 | n/a | n/a | Other | n/a | n/a | n/a
InstallationDate | n/a | 1900-12-31T23:59:59 | Submitted:Submitted for Approval | Component | nbl_Door_Int-Dbl-Vsn-Pnl-02:1710X2100:160241 |  | n/a | n/a | Other | n/a | n/a
SerialNumber | n/a | 1900-12-31T23:59:59 | Submitted:Submitted for Approval | Component | nbl_Door_Int-Dbl-Vsn-Pnl-02:1710X2100:160241 |  | n/a | n/a | Other | n/a | n/a
TagNumber | n/a | 1900-12-31T23:59:59 | Submitted:Submitted for Approval | Component | nbl_Door_Int-Dbl-Vsn-Pnl-02:1710X2100:160241 |  | n/a | n/a | Other | n/a | n/a
WarrantyStartDate | n/a | 1900-12-31T23:59:59 | Submitted:Submitted for Approval | Component | nbl_Door_Int-Dbl-Vsn-Pnl-02:1710X2100:160241 |  | n/a | n/a | Other | n/a | n/a
Phase Created | n/a | 1900-12-31T23:59:59 | Submitted:Submitted for Approval | Component | nbl_Door_Int-Dbl-Vsn-Pnl-02:1710X2100:160241 | New Construction | n/a | n/a | Phasing | n/a | n/a
Analytic Construction | n/a | 1900-12-31T23:59:59 | Submitted:Submitted for Approval | Type | 1710X2100 | <None> | n/a | n/a | Analytical Properties | n/a | n/a
FrameType | n/a | 1900-12-31T23:59:59 | Submitted:Submitted for Approval | Type | 1710X2100 | nbl_DoorFrameRbtd: nbl_DoorFrameRbtd | n/a | n/a | Construction | n/a | n/a
Function | n/a | 1900-12-31T23:59:59 | Submitted:Submitted for Approval | Type | 1710X2100 | Interior | n/a | n/a | Construction | n/a | n/a
PlantedStopRequired | n/a | 1900-12-31T23:59:59 | Submitted:Submitted for Approval | Type | 1710X2100 | TRUE | n/a | n/a | Construction | n/a | n/a | n/a
ClearOpeningWidth | n/a | 1900-12-31T23:59:59 | Submitted:Submitted for Approval | Type | 1710X2100 | 1606 | n/a | n/a | Dimensions | n/a | n/a | n/a
FrameSetback | n/a | 1900-12-31T23:59:59 | Submitted:Submitted for Approval | Type | 1710X2100 | 0 | n/a | n/a | Dimensions | n/a | n/a | n/a
FrameThickness | n/a | 1900-12-31T23:59:59 | Submitted:Submitted for Approval | Type | 1710X2100 | 32 | n/a | n/a | Dimensions | n/a | n/a | n/a
GlazingOffsetFromBottomOfLeaf | n/a | 1900-12-31T23:59:59 | Submitted:Submitted for Approval | Type | 1710X2100 | 406 | n/a | n/a | Dimensions | n/a | n/a | n/a
GlazingOffsetFromEdgeOfLeaf | n/a | 1900-12-31T23:59:59 | Submitted:Submitted for Approval | Type | 1710X2100 | 156 | n/a | n/a | Dimensions | n/a | n/a | n/a
GlazingPanel1Height | n/a | 1900-12-31T23:59:59 | Submitted:Submitted for Approval | Type | 1710X2100 | 488 | n/a | n/a | Dimensions | n/a | n/a | n/a
GlazingPanel2Height | n/a | 1900-12-31T23:59:59 | Submitted:Submitted for Approval | Type | 1710X2100 | 750 | n/a | n/a | Dimensions | n/a | n/a | n/a
GlazingPanelWidth | n/a | 1900-12-31T23:59:59 | Submitted:Submitted for Approval | Type | 1710X2100 | 200 | n/a | n/a | Dimensions | n/a | n/a | n/a
Height | n/a | 1900-12-31T23:59:59 | Submitted:Submitted for Approval | Type | 1710X2100 | 2100 | n/a | n/a | Dimensions | n/a | n/a | n/a
LeafHeight | n/a | 1900-12-31T23:59:59 | Submitted:Submitted for Approval | Type | 1710X2100 | 2050 | n/a | n/a | Dimensions | n/a | n/a | n/a
LeafThickness | n/a | 1900-12-31T23:59:59 | Submitted:Submitted for Approval | Type | 1710X2100 | 44 | n/a | n/a | Dimensions | n/a | n/a | n/a
MainLeafWidth | n/a | 1900-12-31T23:59:59 | Submitted:Submitted for Approval | Type | 1710X2100 | 811.5 | n/a | n/a | Dimensions | n/a | n/a | n/a
MeetingStileTolerance | n/a | 1900-12-31T23:59:59 | Submitted:Submitted for Approval | Type | 1710X2100 | 3 | n/a | n/a | Dimensions | n/a | n/a | n/a
OpeningTolerance | n/a | 1900-12-31T23:59:59 | Submitted:Submitted for Approval | Type | 1710X2100 | 2 | n/a | n/a | Dimensions | n/a | n/a | n/a
PlantedStopWidthForCalc | n/a | 1900-12-31T23:59:59 | Submitted:Submitted for Approval | Type | 1710X2100 | 12 | n/a | n/a | Dimensions | n/a | n/a | n/a
Rough Height | n/a | 1900-12-31T23:59:59 | Submitted:Submitted for Approval | Type | 1710X2100 | 2100 | n/a | n/a | Dimensions | n/a | n/a | n/a
Rough Width | n/a | 1900-12-31T23:59:59 | Submitted:Submitted for Approval | Type | 1710X2100 | 1710 | n/a | n/a | Dimensions | n/a | n/a | n/a
SecondaryLeafWidth | n/a | 1900-12-31T23:59:59 | Submitted:Submitted for Approval | Type | 1710X2100 | 811.5 | n/a | n/a | Dimensions | n/a | n/a | n/a
StructuralOpeningHeight | n/a | 1900-12-31T23:59:59 | Submitted:Submitted for Approval | Type | 1710X2100 | 2100 | n/a | n/a | Dimensions | n/a | n/a | n/a
StructuralOpeningWidth | n/a | 1900-12-31T23:59:59 | Submitted:Submitted for Approval | Type | 1710X2100 | 1710 | n/a | n/a | Dimensions | n/a | n/a | n/a
StructuralTolerance | n/a | 1900-12-31T23:59:59 | Submitted:Submitted for Approval | Type | 1710X2100 | 8 | n/a | n/a | Dimensions | n/a | n/a | n/a
Thickness | n/a | 1900-12-31T23:59:59 | Submitted:Submitted for Approval | Type | 1710X2100 | 44 | n/a | n/a | Dimensions | n/a | n/a | n/a
Undercut | n/a | 1900-12-31T23:59:59 | Submitted:Submitted for Approval | Type | 1710X2100 | 8 | n/a | n/a | Dimensions | n/a | n/a | n/a
UnglazedZone | n/a | 1900-12-31T23:59:59 | Submitted:Submitted for Approval | Type | 1710X2100 | 212 | n/a | n/a | Dimensions | n/a | n/a | n/a
Width | n/a | 1900-12-31T23:59:59 | Submitted:Submitted for Approval | Type | 1710X2100 | 1710 | n/a | n/a | Dimensions | n/a | n/a | n/a
Assembly Code | n/a | 1900-12-31T23:59:59 | Submitted:Submitted for Approval | Type | 1710X2100 |  | n/a | n/a | Identity Data | n/a | n/a
Assembly Description | n/a | 1900-12-31T23:59:59 | Submitted:Submitted for Approval | Type | 1710X2100 |  | n/a | n/a | Identity Data | n/a | n/a
Configuration | n/a | 1900-12-31T23:59:59 | Submitted:Submitted for Approval | Type | 1710X2100 | Pair | n/a | n/a | Identity Data | n/a | n/a
Description | n/a | 1900-12-31T23:59:59 | Submitted:Submitted for Approval | Type | 1710X2100 | Internal double door with 2 vision panels | n/a | n/a | Identity Data | n/a | n/a
FrameProfile | n/a | 1900-12-31T23:59:59 | Submitted:Submitted for Approval | Type | 1710X2100 |  | n/a | n/a | Identity Data | n/a | n/a
Help | n/a | 1900-12-31T23:59:59 | Submitted:Submitted for Approval | Type | 1710X2100 | www.nationalbimlibrary.com | n/a | n/a | Identity Data | n/a | n/a
IssueDate | n/a | 1900-12-31T23:59:59 | Submitted:Submitted for Approval | Type | 1710X2100 | 12/03/07 | n/a | n/a | Identity Data | n/a | n/a
Keynote | n/a | 1900-12-31T23:59:59 | Submitted:Submitted for Approval | Type | 1710X2100 | 25 50 20 110 | n/a | n/a | Identity Data | n/a | n/a
NBSDescription | n/a | 1900-12-31T23:59:59 | Submitted:Submitted for Approval | Type | 1710X2100 | Doorset system type C | n/a | n/a | Identity Data | n/a | n/a
NBSReference | n/a | 1900-12-31T23:59:59 | Submitted:Submitted for Approval | Type | 1710X2100 | 25-50-20/120C | n/a | n/a | Identity Data | n/a | n/a
OmniClass Number | n/a | 1900-12-31T23:59:59 | Submitted:Submitted for Approval | Type | 1710X2100 |  | n/a | n/a | Identity Data | n/a | n/a
OmniClass Title | n/a | 1900-12-31T23:59:59 | Submitted:Submitted for Approval | Type | 1710X2100 |  | n/a | n/a | Identity Data | n/a | n/a
Type Mark | n/a | 1900-12-31T23:59:59 | Submitted:Submitted for Approval | Type | 1710X2100 | 146 | n/a | n/a | Identity Data | n/a | n/a
Units | n/a | 1900-12-31T23:59:59 | Submitted:Submitted for Approval | Type | 1710X2100 | Metric | n/a | n/a | Identity Data | n/a | n/a
URL | n/a | 1900-12-31T23:59:59 | Submitted:Submitted for Approval | Type | 1710X2100 | www.nationalbimlibrary.com | n/a | n/a | Identity Data | n/a | n/a
Version | n/a | 1900-12-31T23:59:59 | Submitted:Submitted for Approval | Type | 1710X2100 | 1.0 | n/a | n/a | Identity Data | n/a | n/a
VisionPanelConfiguration | n/a | 1900-12-31T23:59:59 | Submitted:Submitted for Approval | Type | 1710X2100 | Double slot | n/a | n/a | Identity Data | n/a | n/a
ArchitraveMaterial | n/a | 1900-12-31T23:59:59 | Submitted:Submitted for Approval | Type | 1710X2100 | nbl_ConceptSolid | n/a | n/a | Materials and Finishes | n/a | n/a
Frame/MullionMaterial | n/a | 1900-12-31T23:59:59 | Submitted:Submitted for Approval | Type | 1710X2100 | nbl_ConceptSolid | n/a | n/a | Materials and Finishes | n/a | n/a
GlazingBeadMaterial | n/a | 1900-12-31T23:59:59 | Submitted:Submitted for Approval | Type | 1710X2100 | nbl_ConceptSolid | n/a | n/a | Materials and Finishes | n/a | n/a
GlazingPanelMaterial | n/a | 1900-12-31T23:59:59 | Submitted:Submitted for Approval | Type | 1710X2100 | nbl_ConceptGlass | n/a | n/a | Materials and Finishes | n/a | n/a
LeafMaterial | n/a | 1900-12-31T23:59:59 | Submitted:Submitted for Approval | Type | 1710X2100 | nbl_ConceptSolid | n/a | n/a | Materials and Finishes | n/a | n/a
Colour | n/a | 1900-12-31T23:59:59 | Submitted:Submitted for Approval | Type | 1710X2100 |  | n/a | n/a | Other | n/a | n/a
Constituents | n/a | 1900-12-31T23:59:59 | Submitted:Submitted for Approval | Type | 1710X2100 |  | n/a | n/a | Other | n/a | n/a
Features | n/a | 1900-12-31T23:59:59 | Submitted:Submitted for Approval | Type | 1710X2100 |  | n/a | n/a | Other | n/a | n/a
Finish | n/a | 1900-12-31T23:59:59 | Submitted:Submitted for Approval | Type | 1710X2100 |  | n/a | n/a | Other | n/a | n/a
Grade | n/a | 1900-12-31T23:59:59 | Submitted:Submitted for Approval | Type | 1710X2100 |  | n/a | n/a | Other | n/a | n/a
Material | n/a | 1900-12-31T23:59:59 | Submitted:Submitted for Approval | Type | 1710X2100 |  | n/a | n/a | Other | n/a | n/a
NominalHeight | n/a | 1900-12-31T23:59:59 | Submitted:Submitted for Approval | Type | 1710X2100 | 2100 | n/a | n/a | Other | n/a | n/a | n/a
NominalLength | n/a | 1900-12-31T23:59:59 | Submitted:Submitted for Approval | Type | 1710X2100 | 0 | n/a | n/a | Other | n/a | n/a | n/a
NominalWidth | n/a | 1900-12-31T23:59:59 | Submitted:Submitted for Approval | Type | 1710X2100 | 1710 | n/a | n/a | Other | n/a | n/a | n/a
ProductionYear | n/a | 1900-12-31T23:59:59 | Submitted:Submitted for Approval | Type | 1710X2100 |  | n/a | n/a | Other | n/a | n/a
ReplacementCost | n/a | 1900-12-31T23:59:59 | Submitted:Submitted for Approval | Type | 1710X2100 |  | n/a | n/a | Other | n/a | n/a
ServiceLifeDuration | n/a | 1900-12-31T23:59:59 | Submitted:Submitted for Approval | Type | 1710X2100 |  | n/a | n/a | Other | n/a | n/a
Shape | n/a | 1900-12-31T23:59:59 | Submitted:Submitted for Approval | Type | 1710X2100 |  | n/a | n/a | Other | n/a | n/a
Size | n/a | 1900-12-31T23:59:59 | Submitted:Submitted for Approval | Type | 1710X2100 |  | n/a | n/a | Other | n/a | n/a
WarrantyDescription | n/a | 1900-12-31T23:59:59 | Submitted:Submitted for Approval | Type | 1710X2100 |  | n/a | n/a | Other | n/a | n/a
WarrantyDurationLabour | n/a | 1900-12-31T23:59:59 | Submitted:Submitted for Approval | Type | 1710X2100 |  | n/a | n/a | Other | n/a | n/a
WarrantyDurationParts | n/a | 1900-12-31T23:59:59 | Submitted:Submitted for Approval | Type | 1710X2100 |  | n/a | n/a | Other | n/a | n/a
WarrantyGuarantorLabour | n/a | 1900-12-31T23:59:59 | Submitted:Submitted for Approval | Type | 1710X2100 |  | n/a | n/a | Other | n/a | n/a
WarrantyGuarantorParts | n/a | 1900-12-31T23:59:59 | Submitted:Submitted for Approval | Type | 1710X2100 |  | n/a | n/a | Other | n/a | n/a
Reference | n/a | 1900-12-31T23:59:59 | Submitted:Submitted for Approval | Component | nbl_Door_Int-Dbl-Vsn-Pnl-02:1710X2100:160134 | ID04 | n/a | n/a | Pset_DoorCommon | n/a | n/a
IsExternal | n/a | 1900-12-31T23:59:59 | Submitted:Submitted for Approval | Component | nbl_Door_Int-Dbl-Vsn-Pnl-02:1710X2100:160134 | n/a | n/a | n/a | Pset_DoorCommon | n/a | n/a | n/a
FireRating | n/a | 1900-12-31T23:59:59 | Submitted:Submitted for Approval | Component | nbl_Door_Int-Dbl-Vsn-Pnl-02:1710X2100:160134 |  | n/a | n/a | Pset_DoorCommon | n/a | n/a
ThermalTransmittance | n/a | 1900-12-31T23:59:59 | Submitted:Submitted for Approval | Component | nbl_Door_Int-Dbl-Vsn-Pnl-02:1710X2100:160134 | 0 | n/a | n/a | Pset_DoorCommon | n/a | n/a | n/a
AcousticRating | n/a | 1900-12-31T23:59:59 | Submitted:Submitted for Approval | Component | nbl_Door_Int-Dbl-Vsn-Pnl-02:1710X2100:160134 |  | n/a | n/a | Pset_DoorCommon | n/a | n/a
SecurityRating | n/a | 1900-12-31T23:59:59 | Submitted:Submitted for Approval | Component | nbl_Door_Int-Dbl-Vsn-Pnl-02:1710X2100:160134 |  | n/a | n/a | Pset_DoorCommon | n/a | n/a
SelfClosing | n/a | 1900-12-31T23:59:59 | Submitted:Submitted for Approval | Component | nbl_Door_Int-Dbl-Vsn-Pnl-02:1710X2100:160134 | n/a | n/a | n/a | Pset_DoorCommon | n/a | n/a | n/a
ProductionYear | n/a | 1900-12-31T23:59:59 | Submitted:Submitted for Approval | Component | nbl_Door_Int-Dbl-Vsn-Pnl-02:1710X2100:160134 |  | n/a | n/a | Pset_ManufacturerTypeInformation | n/a | n/a
Level | n/a | 1900-12-31T23:59:59 | Submitted:Submitted for Approval | Component | nbl_Door_Int-Dbl-Vsn-Pnl-02:1710X2100:160134 | Level: Ground Floor | n/a | n/a | Constraints | n/a | n/a
Sill Height | n/a | 1900-12-31T23:59:59 | Submitted:Submitted for Approval | Component | nbl_Door_Int-Dbl-Vsn-Pnl-02:1710X2100:160134 | 0 | n/a | n/a | Constraints | n/a | n/a | n/a
ArchitraveBackRequired | n/a | 1900-12-31T23:59:59 | Submitted:Submitted for Approval | Component | nbl_Door_Int-Dbl-Vsn-Pnl-02:1710X2100:160134 | TRUE | n/a | n/a | Construction | n/a | n/a | n/a
ArchitraveFrontRequired | n/a | 1900-12-31T23:59:59 | Submitted:Submitted for Approval | Component | nbl_Door_Int-Dbl-Vsn-Pnl-02:1710X2100:160134 | TRUE | n/a | n/a | Construction | n/a | n/a | n/a
DoubleAction | n/a | 1900-12-31T23:59:59 | Submitted:Submitted for Approval | Component | nbl_Door_Int-Dbl-Vsn-Pnl-02:1710X2100:160134 | TRUE | n/a | n/a | Construction | n/a | n/a | n/a
ExtensionLining | n/a | 1900-12-31T23:59:59 | Submitted:Submitted for Approval | Component | nbl_Door_Int-Dbl-Vsn-Pnl-02:1710X2100:160134 | n/a | n/a | n/a | Construction | n/a | n/a | n/a
SingleAction | n/a | 1900-12-31T23:59:59 | Submitted:Submitted for Approval | Component | nbl_Door_Int-Dbl-Vsn-Pnl-02:1710X2100:160134 | n/a | n/a | n/a | Construction | n/a | n/a | n/a
ArchitraveSetbackFromFrameFace | n/a | 1900-12-31T23:59:59 | Submitted:Submitted for Approval | Component | nbl_Door_Int-Dbl-Vsn-Pnl-02:1710X2100:160134 | 20 | n/a | n/a | Dimensions | n/a | n/a | n/a
ArchitraveThickness | n/a | 1900-12-31T23:59:59 | Submitted:Submitted for Approval | Component | nbl_Door_Int-Dbl-Vsn-Pnl-02:1710X2100:160134 | 45 | n/a | n/a | Dimensions | n/a | n/a | n/a
ArchitraveWidth | n/a | 1900-12-31T23:59:59 | Submitted:Submitted for Approval | Component | nbl_Door_Int-Dbl-Vsn-Pnl-02:1710X2100:160134 | 14 | n/a | n/a | Dimensions | n/a | n/a | n/a
FrameWidth | n/a | 1900-12-31T23:59:59 | Submitted:Submitted for Approval | Component | nbl_Door_Int-Dbl-Vsn-Pnl-02:1710X2100:160134 | 180 | n/a | n/a | Dimensions | n/a | n/a | n/a
LeafOffsetToFrame | n/a | 1900-12-31T23:59:59 | Submitted:Submitted for Approval | Component | nbl_Door_Int-Dbl-Vsn-Pnl-02:1710X2100:160134 | 0 | n/a | n/a | Dimensions | n/a | n/a | n/a
LeafSwingAngleGraphic | n/a | 1900-12-31T23:59:59 | Submitted:Submitted for Approval | Component | nbl_Door_Int-Dbl-Vsn-Pnl-02:1710X2100:160134 | 90 | n/a | n/a | Dimensions | n/a | n/a | n/a
RebateDepth | n/a | 1900-12-31T23:59:59 | Submitted:Submitted for Approval | Component | nbl_Door_Int-Dbl-Vsn-Pnl-02:1710X2100:160134 | 46 | n/a | n/a | Dimensions | n/a | n/a | n/a
WallThickness | n/a | 1900-12-31T23:59:59 | Submitted:Submitted for Approval | Component | nbl_Door_Int-Dbl-Vsn-Pnl-02:1710X2100:160134 | 180 | n/a | n/a | Dimensions | n/a | n/a | n/a
FireRating | n/a | 1900-12-31T23:59:59 | Submitted:Submitted for Approval | Component | nbl_Door_Int-Dbl-Vsn-Pnl-02:1710X2100:160134 |  | n/a | n/a | Fire Protection | n/a | n/a
AirTransferGrille | n/a | 1900-12-31T23:59:59 | Submitted:Submitted for Approval | Component | nbl_Door_Int-Dbl-Vsn-Pnl-02:1710X2100:160134 | n/a | n/a | n/a | Identity Data | n/a | n/a | n/a
AirTransferGrilleSize | n/a | 1900-12-31T23:59:59 | Submitted:Submitted for Approval | Component | nbl_Door_Int-Dbl-Vsn-Pnl-02:1710X2100:160134 |  | n/a | n/a | Identity Data | n/a | n/a
AntiFingerTrapRequirement | n/a | 1900-12-31T23:59:59 | Submitted:Submitted for Approval | Component | nbl_Door_Int-Dbl-Vsn-Pnl-02:1710X2100:160134 | n/a | n/a | n/a | Identity Data | n/a | n/a | n/a
BreakOutFacility | n/a | 1900-12-31T23:59:59 | Submitted:Submitted for Approval | Component | nbl_Door_Int-Dbl-Vsn-Pnl-02:1710X2100:160134 | n/a | n/a | n/a | Identity Data | n/a | n/a | n/a
ComponentNumber | n/a | 1900-12-31T23:59:59 | Submitted:Submitted for Approval | Component | nbl_Door_Int-Dbl-Vsn-Pnl-02:1710X2100:160134 |  | n/a | n/a | Identity Data | n/a | n/a
Decoration | n/a | 1900-12-31T23:59:59 | Submitted:Submitted for Approval | Component | nbl_Door_Int-Dbl-Vsn-Pnl-02:1710X2100:160134 |  | n/a | n/a | Identity Data | n/a | n/a
DoorNumber | n/a | 1900-12-31T23:59:59 | Submitted:Submitted for Approval | Component | nbl_Door_Int-Dbl-Vsn-Pnl-02:1710X2100:160134 | D07 | n/a | n/a | Identity Data | n/a | n/a
ElectronicLock | n/a | 1900-12-31T23:59:59 | Submitted:Submitted for Approval | Component | nbl_Door_Int-Dbl-Vsn-Pnl-02:1710X2100:160134 | n/a | n/a | n/a | Identity Data | n/a | n/a | n/a
FloorFinish | n/a | 1900-12-31T23:59:59 | Submitted:Submitted for Approval | Component | nbl_Door_Int-Dbl-Vsn-Pnl-02:1710X2100:160134 |  | n/a | n/a | Identity Data | n/a | n/a
FrameFinish | n/a | 1900-12-31T23:59:59 | Submitted:Submitted for Approval | Component | nbl_Door_Int-Dbl-Vsn-Pnl-02:1710X2100:160134 |  | n/a | n/a | Identity Data | n/a | n/a
FrameMaterial | n/a | 1900-12-31T23:59:59 | Submitted:Submitted for Approval | Component | nbl_Door_Int-Dbl-Vsn-Pnl-02:1710X2100:160134 |  | n/a | n/a | Identity Data | n/a | n/a
GlassThickness | n/a | 1900-12-31T23:59:59 | Submitted:Submitted for Approval | Component | nbl_Door_Int-Dbl-Vsn-Pnl-02:1710X2100:160134 |  | n/a | n/a | Identity Data | n/a | n/a
GlassType | n/a | 1900-12-31T23:59:59 | Submitted:Submitted for Approval | Component | nbl_Door_Int-Dbl-Vsn-Pnl-02:1710X2100:160134 |  | n/a | n/a | Identity Data | n/a | n/a
Handing | n/a | 1900-12-31T23:59:59 | Submitted:Submitted for Approval | Component | nbl_Door_Int-Dbl-Vsn-Pnl-02:1710X2100:160134 |  | n/a | n/a | Identity Data | n/a | n/a
HardwareSet | n/a | 1900-12-31T23:59:59 | Submitted:Submitted for Approval | Component | nbl_Door_Int-Dbl-Vsn-Pnl-02:1710X2100:160134 |  | n/a | n/a | Identity Data | n/a | n/a
HeadDetail | n/a | 1900-12-31T23:59:59 | Submitted:Submitted for Approval | Component | nbl_Door_Int-Dbl-Vsn-Pnl-02:1710X2100:160134 |  | n/a | n/a | Identity Data | n/a | n/a
HoldOpen | n/a | 1900-12-31T23:59:59 | Submitted:Submitted for Approval | Component | nbl_Door_Int-Dbl-Vsn-Pnl-02:1710X2100:160134 | n/a | n/a | n/a | Identity Data | n/a | n/a | n/a
JambDetail | n/a | 1900-12-31T23:59:59 | Submitted:Submitted for Approval | Component | nbl_Door_Int-Dbl-Vsn-Pnl-02:1710X2100:160134 |  | n/a | n/a | Identity Data | n/a | n/a
KeySuiting | n/a | 1900-12-31T23:59:59 | Submitted:Submitted for Approval | Component | nbl_Door_Int-Dbl-Vsn-Pnl-02:1710X2100:160134 |  | n/a | n/a | Identity Data | n/a | n/a
LeafEdgings | n/a | 1900-12-31T23:59:59 | Submitted:Submitted for Approval | Component | nbl_Door_Int-Dbl-Vsn-Pnl-02:1710X2100:160134 |  | n/a | n/a | Identity Data | n/a | n/a
LeafFacing | n/a | 1900-12-31T23:59:59 | Submitted:Submitted for Approval | Component | nbl_Door_Int-Dbl-Vsn-Pnl-02:1710X2100:160134 |  | n/a | n/a | Identity Data | n/a | n/a
LeafSwing | n/a | 1900-12-31T23:59:59 | Submitted:Submitted for Approval | Component | nbl_Door_Int-Dbl-Vsn-Pnl-02:1710X2100:160134 |  | n/a | n/a | Identity Data | n/a | n/a
Mark | n/a | 1900-12-31T23:59:59 | Submitted:Submitted for Approval | Component | nbl_Door_Int-Dbl-Vsn-Pnl-02:1710X2100:160134 | 25 | n/a | n/a | Identity Data | n/a | n/a
OpeningMechanism | n/a | 1900-12-31T23:59:59 | Submitted:Submitted for Approval | Component | nbl_Door_Int-Dbl-Vsn-Pnl-02:1710X2100:160134 | n/a | n/a | n/a | Identity Data | n/a | n/a | n/a
PoweredOperation | n/a | 1900-12-31T23:59:59 | Submitted:Submitted for Approval | Component | nbl_Door_Int-Dbl-Vsn-Pnl-02:1710X2100:160134 | n/a | n/a | n/a | Identity Data | n/a | n/a | n/a
SignageFire | n/a | 1900-12-31T23:59:59 | Submitted:Submitted for Approval | Component | nbl_Door_Int-Dbl-Vsn-Pnl-02:1710X2100:160134 |  | n/a | n/a | Identity Data | n/a | n/a
SignageSecurity | n/a | 1900-12-31T23:59:59 | Submitted:Submitted for Approval | Component | nbl_Door_Int-Dbl-Vsn-Pnl-02:1710X2100:160134 |  | n/a | n/a | Identity Data | n/a | n/a
SignageWayfinding | n/a | 1900-12-31T23:59:59 | Submitted:Submitted for Approval | Component | nbl_Door_Int-Dbl-Vsn-Pnl-02:1710X2100:160134 |  | n/a | n/a | Identity Data | n/a | n/a
AssetIdentifier | n/a | 1900-12-31T23:59:59 | Submitted:Submitted for Approval | Component | nbl_Door_Int-Dbl-Vsn-Pnl-02:1710X2100:160134 |  | n/a | n/a | Other | n/a | n/a
BarCode | n/a | 1900-12-31T23:59:59 | Submitted:Submitted for Approval | Component | nbl_Door_Int-Dbl-Vsn-Pnl-02:1710X2100:160134 |  | n/a | n/a | Other | n/a | n/a
Head Height | n/a | 1900-12-31T23:59:59 | Submitted:Submitted for Approval | Component | nbl_Door_Int-Dbl-Vsn-Pnl-02:1710X2100:160134 | 2100 | n/a | n/a | Other | n/a | n/a | n/a
InstallationDate | n/a | 1900-12-31T23:59:59 | Submitted:Submitted for Approval | Component | nbl_Door_Int-Dbl-Vsn-Pnl-02:1710X2100:160134 |  | n/a | n/a | Other | n/a | n/a
SerialNumber | n/a | 1900-12-31T23:59:59 | Submitted:Submitted for Approval | Component | nbl_Door_Int-Dbl-Vsn-Pnl-02:1710X2100:160134 |  | n/a | n/a | Other | n/a | n/a
TagNumber | n/a | 1900-12-31T23:59:59 | Submitted:Submitted for Approval | Component | nbl_Door_Int-Dbl-Vsn-Pnl-02:1710X2100:160134 |  | n/a | n/a | Other | n/a | n/a
WarrantyStartDate | n/a | 1900-12-31T23:59:59 | Submitted:Submitted for Approval | Component | nbl_Door_Int-Dbl-Vsn-Pnl-02:1710X2100:160134 |  | n/a | n/a | Other | n/a | n/a
Phase Created | n/a | 1900-12-31T23:59:59 | Submitted:Submitted for Approval | Component | nbl_Door_Int-Dbl-Vsn-Pnl-02:1710X2100:160134 | New Construction | n/a | n/a | Phasing | n/a | n/a
Analytic Construction | n/a | 1900-12-31T23:59:59 | Submitted:Submitted for Approval | Type | 1010X2100 | <None> | n/a | n/a | Analytical Properties | n/a | n/a
Construction Type | n/a | 1900-12-31T23:59:59 | Submitted:Submitted for Approval | Type | 1010X2100 |  | n/a | n/a | Construction | n/a | n/a
FrameType | n/a | 1900-12-31T23:59:59 | Submitted:Submitted for Approval | Type | 1010X2100 | nbl_DoorFrameRbtd: nbl_DoorFrameRbtd | n/a | n/a | Construction | n/a | n/a
Function | n/a | 1900-12-31T23:59:59 | Submitted:Submitted for Approval | Type | 1010X2100 | Interior | n/a | n/a | Construction | n/a | n/a
PlantedStopRequired | n/a | 1900-12-31T23:59:59 | Submitted:Submitted for Approval | Type | 1010X2100 | TRUE | n/a | n/a | Construction | n/a | n/a | n/a
ClearOpeningWidth | n/a | 1900-12-31T23:59:59 | Submitted:Submitted for Approval | Type | 1010X2100 | 906 | n/a | n/a | Dimensions | n/a | n/a | n/a
FrameSetback | n/a | 1900-12-31T23:59:59 | Submitted:Submitted for Approval | Type | 1010X2100 | 0 | n/a | n/a | Dimensions | n/a | n/a | n/a
FrameThickness | n/a | 1900-12-31T23:59:59 | Submitted:Submitted for Approval | Type | 1010X2100 | 32 | n/a | n/a | Dimensions | n/a | n/a | n/a
Height | n/a | 1900-12-31T23:59:59 | Submitted:Submitted for Approval | Type | 1010X2100 | 2100 | n/a | n/a | Dimensions | n/a | n/a | n/a
LeafHeight | n/a | 1900-12-31T23:59:59 | Submitted:Submitted for Approval | Type | 1010X2100 | 2050 | n/a | n/a | Dimensions | n/a | n/a | n/a
LeafThickness | n/a | 1900-12-31T23:59:59 | Submitted:Submitted for Approval | Type | 1010X2100 | 44 | n/a | n/a | Dimensions | n/a | n/a | n/a
MainLeafWidth | n/a | 1900-12-31T23:59:59 | Submitted:Submitted for Approval | Type | 1010X2100 | 926 | n/a | n/a | Dimensions | n/a | n/a | n/a
OpeningTolerance | n/a | 1900-12-31T23:59:59 | Submitted:Submitted for Approval | Type | 1010X2100 | 2 | n/a | n/a | Dimensions | n/a | n/a | n/a
PlantedStopWidthForCalc | n/a | 1900-12-31T23:59:59 | Submitted:Submitted for Approval | Type | 1010X2100 | 12 | n/a | n/a | Dimensions | n/a | n/a | n/a
Rough Height | n/a | 1900-12-31T23:59:59 | Submitted:Submitted for Approval | Type | 1010X2100 | 2100 | n/a | n/a | Dimensions | n/a | n/a | n/a
Rough Width | n/a | 1900-12-31T23:59:59 | Submitted:Submitted for Approval | Type | 1010X2100 | 1010 | n/a | n/a | Dimensions | n/a | n/a | n/a
StructuralOpeningHeight | n/a | 1900-12-31T23:59:59 | Submitted:Submitted for Approval | Type | 1010X2100 | 2100 | n/a | n/a | Dimensions | n/a | n/a | n/a
StructuralOpeningWidth | n/a | 1900-12-31T23:59:59 | Submitted:Submitted for Approval | Type | 1010X2100 | 1010 | n/a | n/a | Dimensions | n/a | n/a | n/a
StructuralTolerance | n/a | 1900-12-31T23:59:59 | Submitted:Submitted for Approval | Type | 1010X2100 | 8 | n/a | n/a | Dimensions | n/a | n/a | n/a
Thickness | n/a | 1900-12-31T23:59:59 | Submitted:Submitted for Approval | Type | 1010X2100 | 44 | n/a | n/a | Dimensions | n/a | n/a | n/a
Undercut | n/a | 1900-12-31T23:59:59 | Submitted:Submitted for Approval | Type | 1010X2100 | 8 | n/a | n/a | Dimensions | n/a | n/a | n/a
Width | n/a | 1900-12-31T23:59:59 | Submitted:Submitted for Approval | Type | 1010X2100 | 1010 | n/a | n/a | Dimensions | n/a | n/a | n/a
Assembly Code | n/a | 1900-12-31T23:59:59 | Submitted:Submitted for Approval | Type | 1010X2100 |  | n/a | n/a | Identity Data | n/a | n/a
Assembly Description | n/a | 1900-12-31T23:59:59 | Submitted:Submitted for Approval | Type | 1010X2100 |  | n/a | n/a | Identity Data | n/a | n/a
Configuration | n/a | 1900-12-31T23:59:59 | Submitted:Submitted for Approval | Type | 1010X2100 | Single | n/a | n/a | Identity Data | n/a | n/a
Description | n/a | 1900-12-31T23:59:59 | Submitted:Submitted for Approval | Type | 1010X2100 | Internal single blank door | n/a | n/a | Identity Data | n/a | n/a
FrameProfile | n/a | 1900-12-31T23:59:59 | Submitted:Submitted for Approval | Type | 1010X2100 |  | n/a | n/a | Identity Data | n/a | n/a
Help | n/a | 1900-12-31T23:59:59 | Submitted:Submitted for Approval | Type | 1010X2100 | www.nationalbimlibrary.com | n/a | n/a | Identity Data | n/a | n/a
IssueDate | n/a | 1900-12-31T23:59:59 | Submitted:Submitted for Approval | Type | 1010X2100 | 12/03/07 | n/a | n/a | Identity Data | n/a | n/a
Keynote | n/a | 1900-12-31T23:59:59 | Submitted:Submitted for Approval | Type | 1010X2100 | 25 50 20 110 | n/a | n/a | Identity Data | n/a | n/a
NBSDescription | n/a | 1900-12-31T23:59:59 | Submitted:Submitted for Approval | Type | 1010X2100 | Doorset system type D | n/a | n/a | Identity Data | n/a | n/a
NBSReference | n/a | 1900-12-31T23:59:59 | Submitted:Submitted for Approval | Type | 1010X2100 | 25-50-20/120D | n/a | n/a | Identity Data | n/a | n/a
OmniClass Number | n/a | 1900-12-31T23:59:59 | Submitted:Submitted for Approval | Type | 1010X2100 |  | n/a | n/a | Identity Data | n/a | n/a
OmniClass Title | n/a | 1900-12-31T23:59:59 | Submitted:Submitted for Approval | Type | 1010X2100 |  | n/a | n/a | Identity Data | n/a | n/a
Type Mark | n/a | 1900-12-31T23:59:59 | Submitted:Submitted for Approval | Type | 1010X2100 | 131 | n/a | n/a | Identity Data | n/a | n/a
Units | n/a | 1900-12-31T23:59:59 | Submitted:Submitted for Approval | Type | 1010X2100 | Metric | n/a | n/a | Identity Data | n/a | n/a
URL | n/a | 1900-12-31T23:59:59 | Submitted:Submitted for Approval | Type | 1010X2100 | www.nationalbimlibrary.com | n/a | n/a | Identity Data | n/a | n/a
Version | n/a | 1900-12-31T23:59:59 | Submitted:Submitted for Approval | Type | 1010X2100 | 1.0 | n/a | n/a | Identity Data | n/a | n/a
VisionPanelConfiguration | n/a | 1900-12-31T23:59:59 | Submitted:Submitted for Approval | Type | 1010X2100 |  | n/a | n/a | Identity Data | n/a | n/a
ArchitraveMaterial | n/a | 1900-12-31T23:59:59 | Submitted:Submitted for Approval | Type | 1010X2100 | nbl_ConceptSolid | n/a | n/a | Materials and Finishes | n/a | n/a
Frame/MullionMaterial | n/a | 1900-12-31T23:59:59 | Submitted:Submitted for Approval | Type | 1010X2100 | nbl_ConceptSolid | n/a | n/a | Materials and Finishes | n/a | n/a
LeafMaterial | n/a | 1900-12-31T23:59:59 | Submitted:Submitted for Approval | Type | 1010X2100 | nbl_ConceptSolid | n/a | n/a | Materials and Finishes | n/a | n/a
Colour | n/a | 1900-12-31T23:59:59 | Submitted:Submitted for Approval | Type | 1010X2100 |  | n/a | n/a | Other | n/a | n/a
Constituents | n/a | 1900-12-31T23:59:59 | Submitted:Submitted for Approval | Type | 1010X2100 |  | n/a | n/a | Other | n/a | n/a
Features | n/a | 1900-12-31T23:59:59 | Submitted:Submitted for Approval | Type | 1010X2100 |  | n/a | n/a | Other | n/a | n/a
Finish | n/a | 1900-12-31T23:59:59 | Submitted:Submitted for Approval | Type | 1010X2100 |  | n/a | n/a | Other | n/a | n/a
Grade | n/a | 1900-12-31T23:59:59 | Submitted:Submitted for Approval | Type | 1010X2100 |  | n/a | n/a | Other | n/a | n/a
Material | n/a | 1900-12-31T23:59:59 | Submitted:Submitted for Approval | Type | 1010X2100 |  | n/a | n/a | Other | n/a | n/a
NominalHeight | n/a | 1900-12-31T23:59:59 | Submitted:Submitted for Approval | Type | 1010X2100 | 2100 | n/a | n/a | Other | n/a | n/a | n/a
NominalLength | n/a | 1900-12-31T23:59:59 | Submitted:Submitted for Approval | Type | 1010X2100 | 0 | n/a | n/a | Other | n/a | n/a | n/a
NominalWidth | n/a | 1900-12-31T23:59:59 | Submitted:Submitted for Approval | Type | 1010X2100 | 1010 | n/a | n/a | Other | n/a | n/a | n/a
ProductionYear | n/a | 1900-12-31T23:59:59 | Submitted:Submitted for Approval | Type | 1010X2100 |  | n/a | n/a | Other | n/a | n/a
ReplacementCost | n/a | 1900-12-31T23:59:59 | Submitted:Submitted for Approval | Type | 1010X2100 |  | n/a | n/a | Other | n/a | n/a
ServiceLifeDuration | n/a | 1900-12-31T23:59:59 | Submitted:Submitted for Approval | Type | 1010X2100 |  | n/a | n/a | Other | n/a | n/a
Shape | n/a | 1900-12-31T23:59:59 | Submitted:Submitted for Approval | Type | 1010X2100 |  | n/a | n/a | Other | n/a | n/a
Size | n/a | 1900-12-31T23:59:59 | Submitted:Submitted for Approval | Type | 1010X2100 |  | n/a | n/a | Other | n/a | n/a
WarrantyDescription | n/a | 1900-12-31T23:59:59 | Submitted:Submitted for Approval | Type | 1010X2100 |  | n/a | n/a | Other | n/a | n/a
WarrantyDurationLabour | n/a | 1900-12-31T23:59:59 | Submitted:Submitted for Approval | Type | 1010X2100 |  | n/a | n/a | Other | n/a | n/a
WarrantyDurationParts | n/a | 1900-12-31T23:59:59 | Submitted:Submitted for Approval | Type | 1010X2100 |  | n/a | n/a | Other | n/a | n/a
WarrantyGuarantorLabour | n/a | 1900-12-31T23:59:59 | Submitted:Submitted for Approval | Type | 1010X2100 |  | n/a | n/a | Other | n/a | n/a
WarrantyGuarantorParts | n/a | 1900-12-31T23:59:59 | Submitted:Submitted for Approval | Type | 1010X2100 |  | n/a | n/a | Other | n/a | n/a
Reference | n/a | 1900-12-31T23:59:59 | Submitted:Submitted for Approval | Component | nbl_Door_Int-Sgl-Blnk:1010X2100:160333 | IS01 | n/a | n/a | Pset_DoorCommon | n/a | n/a
IsExternal | n/a | 1900-12-31T23:59:59 | Submitted:Submitted for Approval | Component | nbl_Door_Int-Sgl-Blnk:1010X2100:160333 | n/a | n/a | n/a | Pset_DoorCommon | n/a | n/a | n/a
FireRating | n/a | 1900-12-31T23:59:59 | Submitted:Submitted for Approval | Component | nbl_Door_Int-Sgl-Blnk:1010X2100:160333 | 60 | n/a | n/a | Pset_DoorCommon | n/a | n/a
ThermalTransmittance | n/a | 1900-12-31T23:59:59 | Submitted:Submitted for Approval | Component | nbl_Door_Int-Sgl-Blnk:1010X2100:160333 | 0 | n/a | n/a | Pset_DoorCommon | n/a | n/a | n/a
AcousticRating | n/a | 1900-12-31T23:59:59 | Submitted:Submitted for Approval | Component | nbl_Door_Int-Sgl-Blnk:1010X2100:160333 |  | n/a | n/a | Pset_DoorCommon | n/a | n/a
SecurityRating | n/a | 1900-12-31T23:59:59 | Submitted:Submitted for Approval | Component | nbl_Door_Int-Sgl-Blnk:1010X2100:160333 |  | n/a | n/a | Pset_DoorCommon | n/a | n/a
SelfClosing | n/a | 1900-12-31T23:59:59 | Submitted:Submitted for Approval | Component | nbl_Door_Int-Sgl-Blnk:1010X2100:160333 | n/a | n/a | n/a | Pset_DoorCommon | n/a | n/a | n/a
ProductionYear | n/a | 1900-12-31T23:59:59 | Submitted:Submitted for Approval | Component | nbl_Door_Int-Sgl-Blnk:1010X2100:160333 |  | n/a | n/a | Pset_ManufacturerTypeInformation | n/a | n/a
Level | n/a | 1900-12-31T23:59:59 | Submitted:Submitted for Approval | Component | nbl_Door_Int-Sgl-Blnk:1010X2100:160333 | Level: Ground Floor | n/a | n/a | Constraints | n/a | n/a
Sill Height | n/a | 1900-12-31T23:59:59 | Submitted:Submitted for Approval | Component | nbl_Door_Int-Sgl-Blnk:1010X2100:160333 | 0 | n/a | n/a | Constraints | n/a | n/a | n/a
ArchitraveBackRequired | n/a | 1900-12-31T23:59:59 | Submitted:Submitted for Approval | Component | nbl_Door_Int-Sgl-Blnk:1010X2100:160333 | TRUE | n/a | n/a | Construction | n/a | n/a | n/a
ArchitraveFrontRequired | n/a | 1900-12-31T23:59:59 | Submitted:Submitted for Approval | Component | nbl_Door_Int-Sgl-Blnk:1010X2100:160333 | TRUE | n/a | n/a | Construction | n/a | n/a | n/a
DoubleAction | n/a | 1900-12-31T23:59:59 | Submitted:Submitted for Approval | Component | nbl_Door_Int-Sgl-Blnk:1010X2100:160333 | n/a | n/a | n/a | Construction | n/a | n/a | n/a
ExtensionLining | n/a | 1900-12-31T23:59:59 | Submitted:Submitted for Approval | Component | nbl_Door_Int-Sgl-Blnk:1010X2100:160333 | n/a | n/a | n/a | Construction | n/a | n/a | n/a
SingleAction | n/a | 1900-12-31T23:59:59 | Submitted:Submitted for Approval | Component | nbl_Door_Int-Sgl-Blnk:1010X2100:160333 | TRUE | n/a | n/a | Construction | n/a | n/a | n/a
ArchitraveSetbackFromFrameFace | n/a | 1900-12-31T23:59:59 | Submitted:Submitted for Approval | Component | nbl_Door_Int-Sgl-Blnk:1010X2100:160333 | 15 | n/a | n/a | Dimensions | n/a | n/a | n/a
ArchitraveThickness | n/a | 1900-12-31T23:59:59 | Submitted:Submitted for Approval | Component | nbl_Door_Int-Sgl-Blnk:1010X2100:160333 | 45 | n/a | n/a | Dimensions | n/a | n/a | n/a
ArchitraveWidth | n/a | 1900-12-31T23:59:59 | Submitted:Submitted for Approval | Component | nbl_Door_Int-Sgl-Blnk:1010X2100:160333 | 14 | n/a | n/a | Dimensions | n/a | n/a | n/a
FailSafeAngle | n/a | 1900-12-31T23:59:59 | Submitted:Submitted for Approval | Component | nbl_Door_Int-Sgl-Blnk:1010X2100:160333 | 90 | n/a | n/a | Dimensions | n/a | n/a | n/a
FrameWidth | n/a | 1900-12-31T23:59:59 | Submitted:Submitted for Approval | Component | nbl_Door_Int-Sgl-Blnk:1010X2100:160333 | 180 | n/a | n/a | Dimensions | n/a | n/a | n/a
LeafOffsetToFrame | n/a | 1900-12-31T23:59:59 | Submitted:Submitted for Approval | Component | nbl_Door_Int-Sgl-Blnk:1010X2100:160333 | 0 | n/a | n/a | Dimensions | n/a | n/a | n/a
LeafSwingAngleGraphic | n/a | 1900-12-31T23:59:59 | Submitted:Submitted for Approval | Component | nbl_Door_Int-Sgl-Blnk:1010X2100:160333 | 90 | n/a | n/a | Dimensions | n/a | n/a | n/a
RebateDepth | n/a | 1900-12-31T23:59:59 | Submitted:Submitted for Approval | Component | nbl_Door_Int-Sgl-Blnk:1010X2100:160333 | 46 | n/a | n/a | Dimensions | n/a | n/a | n/a
WallThickness | n/a | 1900-12-31T23:59:59 | Submitted:Submitted for Approval | Component | nbl_Door_Int-Sgl-Blnk:1010X2100:160333 | 180 | n/a | n/a | Dimensions | n/a | n/a | n/a
FireRating | n/a | 1900-12-31T23:59:59 | Submitted:Submitted for Approval | Component | nbl_Door_Int-Sgl-Blnk:1010X2100:160333 | 60 | n/a | n/a | Fire Protection | n/a | n/a
AirTransferGrille | n/a | 1900-12-31T23:59:59 | Submitted:Submitted for Approval | Component | nbl_Door_Int-Sgl-Blnk:1010X2100:160333 | n/a | n/a | n/a | Identity Data | n/a | n/a | n/a
AirTransferGrilleSize | n/a | 1900-12-31T23:59:59 | Submitted:Submitted for Approval | Component | nbl_Door_Int-Sgl-Blnk:1010X2100:160333 |  | n/a | n/a | Identity Data | n/a | n/a
AntiFingerTrapRequirement | n/a | 1900-12-31T23:59:59 | Submitted:Submitted for Approval | Component | nbl_Door_Int-Sgl-Blnk:1010X2100:160333 | n/a | n/a | n/a | Identity Data | n/a | n/a | n/a
BreakOutFacility | n/a | 1900-12-31T23:59:59 | Submitted:Submitted for Approval | Component | nbl_Door_Int-Sgl-Blnk:1010X2100:160333 | n/a | n/a | n/a | Identity Data | n/a | n/a | n/a
ComponentNumber | n/a | 1900-12-31T23:59:59 | Submitted:Submitted for Approval | Component | nbl_Door_Int-Sgl-Blnk:1010X2100:160333 |  | n/a | n/a | Identity Data | n/a | n/a
Decoration | n/a | 1900-12-31T23:59:59 | Submitted:Submitted for Approval | Component | nbl_Door_Int-Sgl-Blnk:1010X2100:160333 |  | n/a | n/a | Identity Data | n/a | n/a
DoorNumber | n/a | 1900-12-31T23:59:59 | Submitted:Submitted for Approval | Component | nbl_Door_Int-Sgl-Blnk:1010X2100:160333 | D09 | n/a | n/a | Identity Data | n/a | n/a
ElectronicLock | n/a | 1900-12-31T23:59:59 | Submitted:Submitted for Approval | Component | nbl_Door_Int-Sgl-Blnk:1010X2100:160333 | n/a | n/a | n/a | Identity Data | n/a | n/a | n/a
FloorFinish | n/a | 1900-12-31T23:59:59 | Submitted:Submitted for Approval | Component | nbl_Door_Int-Sgl-Blnk:1010X2100:160333 |  | n/a | n/a | Identity Data | n/a | n/a
FrameFinish | n/a | 1900-12-31T23:59:59 | Submitted:Submitted for Approval | Component | nbl_Door_Int-Sgl-Blnk:1010X2100:160333 |  | n/a | n/a | Identity Data | n/a | n/a
FrameMaterial | n/a | 1900-12-31T23:59:59 | Submitted:Submitted for Approval | Component | nbl_Door_Int-Sgl-Blnk:1010X2100:160333 |  | n/a | n/a | Identity Data | n/a | n/a
GlassThickness | n/a | 1900-12-31T23:59:59 | Submitted:Submitted for Approval | Component | nbl_Door_Int-Sgl-Blnk:1010X2100:160333 |  | n/a | n/a | Identity Data | n/a | n/a
GlassType | n/a | 1900-12-31T23:59:59 | Submitted:Submitted for Approval | Component | nbl_Door_Int-Sgl-Blnk:1010X2100:160333 |  | n/a | n/a | Identity Data | n/a | n/a
Handing | n/a | 1900-12-31T23:59:59 | Submitted:Submitted for Approval | Component | nbl_Door_Int-Sgl-Blnk:1010X2100:160333 |  | n/a | n/a | Identity Data | n/a | n/a
HardwareSet | n/a | 1900-12-31T23:59:59 | Submitted:Submitted for Approval | Component | nbl_Door_Int-Sgl-Blnk:1010X2100:160333 |  | n/a | n/a | Identity Data | n/a | n/a
HeadDetail | n/a | 1900-12-31T23:59:59 | Submitted:Submitted for Approval | Component | nbl_Door_Int-Sgl-Blnk:1010X2100:160333 |  | n/a | n/a | Identity Data | n/a | n/a
HoldOpen | n/a | 1900-12-31T23:59:59 | Submitted:Submitted for Approval | Component | nbl_Door_Int-Sgl-Blnk:1010X2100:160333 | n/a | n/a | n/a | Identity Data | n/a | n/a | n/a
JambDetail | n/a | 1900-12-31T23:59:59 | Submitted:Submitted for Approval | Component | nbl_Door_Int-Sgl-Blnk:1010X2100:160333 |  | n/a | n/a | Identity Data | n/a | n/a
KeySuiting | n/a | 1900-12-31T23:59:59 | Submitted:Submitted for Approval | Component | nbl_Door_Int-Sgl-Blnk:1010X2100:160333 |  | n/a | n/a | Identity Data | n/a | n/a
LeafEdgings | n/a | 1900-12-31T23:59:59 | Submitted:Submitted for Approval | Component | nbl_Door_Int-Sgl-Blnk:1010X2100:160333 |  | n/a | n/a | Identity Data | n/a | n/a
LeafFacing | n/a | 1900-12-31T23:59:59 | Submitted:Submitted for Approval | Component | nbl_Door_Int-Sgl-Blnk:1010X2100:160333 |  | n/a | n/a | Identity Data | n/a | n/a
LeafSwing | n/a | 1900-12-31T23:59:59 | Submitted:Submitted for Approval | Component | nbl_Door_Int-Sgl-Blnk:1010X2100:160333 |  | n/a | n/a | Identity Data | n/a | n/a
Mark | n/a | 1900-12-31T23:59:59 | Submitted:Submitted for Approval | Component | nbl_Door_Int-Sgl-Blnk:1010X2100:160333 | 20 | n/a | n/a | Identity Data | n/a | n/a
OpeningMechanism | n/a | 1900-12-31T23:59:59 | Submitted:Submitted for Approval | Component | nbl_Door_Int-Sgl-Blnk:1010X2100:160333 | n/a | n/a | n/a | Identity Data | n/a | n/a | n/a
PoweredOperation | n/a | 1900-12-31T23:59:59 | Submitted:Submitted for Approval | Component | nbl_Door_Int-Sgl-Blnk:1010X2100:160333 | n/a | n/a | n/a | Identity Data | n/a | n/a | n/a
SignageFire | n/a | 1900-12-31T23:59:59 | Submitted:Submitted for Approval | Component | nbl_Door_Int-Sgl-Blnk:1010X2100:160333 |  | n/a | n/a | Identity Data | n/a | n/a
SignageSecurity | n/a | 1900-12-31T23:59:59 | Submitted:Submitted for Approval | Component | nbl_Door_Int-Sgl-Blnk:1010X2100:160333 |  | n/a | n/a | Identity Data | n/a | n/a
SignageWayfinding | n/a | 1900-12-31T23:59:59 | Submitted:Submitted for Approval | Component | nbl_Door_Int-Sgl-Blnk:1010X2100:160333 |  | n/a | n/a | Identity Data | n/a | n/a
AssetIdentifier | n/a | 1900-12-31T23:59:59 | Submitted:Submitted for Approval | Component | nbl_Door_Int-Sgl-Blnk:1010X2100:160333 |  | n/a | n/a | Other | n/a | n/a
BarCode | n/a | 1900-12-31T23:59:59 | Submitted:Submitted for Approval | Component | nbl_Door_Int-Sgl-Blnk:1010X2100:160333 |  | n/a | n/a | Other | n/a | n/a
Head Height | n/a | 1900-12-31T23:59:59 | Submitted:Submitted for Approval | Component | nbl_Door_Int-Sgl-Blnk:1010X2100:160333 | 2100 | n/a | n/a | Other | n/a | n/a | n/a
InstallationDate | n/a | 1900-12-31T23:59:59 | Submitted:Submitted for Approval | Component | nbl_Door_Int-Sgl-Blnk:1010X2100:160333 |  | n/a | n/a | Other | n/a | n/a
SerialNumber | n/a | 1900-12-31T23:59:59 | Submitted:Submitted for Approval | Component | nbl_Door_Int-Sgl-Blnk:1010X2100:160333 |  | n/a | n/a | Other | n/a | n/a
TagNumber | n/a | 1900-12-31T23:59:59 | Submitted:Submitted for Approval | Component | nbl_Door_Int-Sgl-Blnk:1010X2100:160333 |  | n/a | n/a | Other | n/a | n/a
WarrantyStartDate | n/a | 1900-12-31T23:59:59 | Submitted:Submitted for Approval | Component | nbl_Door_Int-Sgl-Blnk:1010X2100:160333 |  | n/a | n/a | Other | n/a | n/a
Phase Created | n/a | 1900-12-31T23:59:59 | Submitted:Submitted for Approval | Component | nbl_Door_Int-Sgl-Blnk:1010X2100:160333 | New Construction | n/a | n/a | Phasing | n/a | n/a
Analytic Construction | n/a | 1900-12-31T23:59:59 | Submitted:Submitted for Approval | Type | 1010X2100 | <None> | n/a | n/a | Analytical Properties | n/a | n/a
Construction Type | n/a | 1900-12-31T23:59:59 | Submitted:Submitted for Approval | Type | 1010X2100 |  | n/a | n/a | Construction | n/a | n/a
FrameType | n/a | 1900-12-31T23:59:59 | Submitted:Submitted for Approval | Type | 1010X2100 | nbl_DoorFrameRbtd: nbl_DoorFrameRbtd | n/a | n/a | Construction | n/a | n/a
Function | n/a | 1900-12-31T23:59:59 | Submitted:Submitted for Approval | Type | 1010X2100 | Interior | n/a | n/a | Construction | n/a | n/a
PlantedStopRequired | n/a | 1900-12-31T23:59:59 | Submitted:Submitted for Approval | Type | 1010X2100 | TRUE | n/a | n/a | Construction | n/a | n/a | n/a
ClearOpeningWidth | n/a | 1900-12-31T23:59:59 | Submitted:Submitted for Approval | Type | 1010X2100 | 906 | n/a | n/a | Dimensions | n/a | n/a | n/a
FrameSetback | n/a | 1900-12-31T23:59:59 | Submitted:Submitted for Approval | Type | 1010X2100 | 0 | n/a | n/a | Dimensions | n/a | n/a | n/a
FrameThickness | n/a | 1900-12-31T23:59:59 | Submitted:Submitted for Approval | Type | 1010X2100 | 32 | n/a | n/a | Dimensions | n/a | n/a | n/a
Height | n/a | 1900-12-31T23:59:59 | Submitted:Submitted for Approval | Type | 1010X2100 | 2100 | n/a | n/a | Dimensions | n/a | n/a | n/a
LeafHeight | n/a | 1900-12-31T23:59:59 | Submitted:Submitted for Approval | Type | 1010X2100 | 2050 | n/a | n/a | Dimensions | n/a | n/a | n/a
LeafThickness | n/a | 1900-12-31T23:59:59 | Submitted:Submitted for Approval | Type | 1010X2100 | 44 | n/a | n/a | Dimensions | n/a | n/a | n/a
MainLeafWidth | n/a | 1900-12-31T23:59:59 | Submitted:Submitted for Approval | Type | 1010X2100 | 926 | n/a | n/a | Dimensions | n/a | n/a | n/a
OpeningTolerance | n/a | 1900-12-31T23:59:59 | Submitted:Submitted for Approval | Type | 1010X2100 | 2 | n/a | n/a | Dimensions | n/a | n/a | n/a
PlantedStopWidthForCalc | n/a | 1900-12-31T23:59:59 | Submitted:Submitted for Approval | Type | 1010X2100 | 12 | n/a | n/a | Dimensions | n/a | n/a | n/a
Rough Height | n/a | 1900-12-31T23:59:59 | Submitted:Submitted for Approval | Type | 1010X2100 | 2100 | n/a | n/a | Dimensions | n/a | n/a | n/a
Rough Width | n/a | 1900-12-31T23:59:59 | Submitted:Submitted for Approval | Type | 1010X2100 | 1010 | n/a | n/a | Dimensions | n/a | n/a | n/a
StructuralOpeningHeight | n/a | 1900-12-31T23:59:59 | Submitted:Submitted for Approval | Type | 1010X2100 | 2100 | n/a | n/a | Dimensions | n/a | n/a | n/a
StructuralOpeningWidth | n/a | 1900-12-31T23:59:59 | Submitted:Submitted for Approval | Type | 1010X2100 | 1010 | n/a | n/a | Dimensions | n/a | n/a | n/a
StructuralTolerance | n/a | 1900-12-31T23:59:59 | Submitted:Submitted for Approval | Type | 1010X2100 | 8 | n/a | n/a | Dimensions | n/a | n/a | n/a
Thickness | n/a | 1900-12-31T23:59:59 | Submitted:Submitted for Approval | Type | 1010X2100 | 44 | n/a | n/a | Dimensions | n/a | n/a | n/a
Undercut | n/a | 1900-12-31T23:59:59 | Submitted:Submitted for Approval | Type | 1010X2100 | 8 | n/a | n/a | Dimensions | n/a | n/a | n/a
Width | n/a | 1900-12-31T23:59:59 | Submitted:Submitted for Approval | Type | 1010X2100 | 1010 | n/a | n/a | Dimensions | n/a | n/a | n/a
Assembly Code | n/a | 1900-12-31T23:59:59 | Submitted:Submitted for Approval | Type | 1010X2100 |  | n/a | n/a | Identity Data | n/a | n/a
Assembly Description | n/a | 1900-12-31T23:59:59 | Submitted:Submitted for Approval | Type | 1010X2100 |  | n/a | n/a | Identity Data | n/a | n/a
Configuration | n/a | 1900-12-31T23:59:59 | Submitted:Submitted for Approval | Type | 1010X2100 | Single | n/a | n/a | Identity Data | n/a | n/a
Description | n/a | 1900-12-31T23:59:59 | Submitted:Submitted for Approval | Type | 1010X2100 | Internal single blank door | n/a | n/a | Identity Data | n/a | n/a
FrameProfile | n/a | 1900-12-31T23:59:59 | Submitted:Submitted for Approval | Type | 1010X2100 |  | n/a | n/a | Identity Data | n/a | n/a
Help | n/a | 1900-12-31T23:59:59 | Submitted:Submitted for Approval | Type | 1010X2100 | www.nationalbimlibrary.com | n/a | n/a | Identity Data | n/a | n/a
IssueDate | n/a | 1900-12-31T23:59:59 | Submitted:Submitted for Approval | Type | 1010X2100 | 12/03/07 | n/a | n/a | Identity Data | n/a | n/a
Keynote | n/a | 1900-12-31T23:59:59 | Submitted:Submitted for Approval | Type | 1010X2100 | 25 50 20 110 | n/a | n/a | Identity Data | n/a | n/a
NBSDescription | n/a | 1900-12-31T23:59:59 | Submitted:Submitted for Approval | Type | 1010X2100 | Doorset system type D | n/a | n/a | Identity Data | n/a | n/a
NBSReference | n/a | 1900-12-31T23:59:59 | Submitted:Submitted for Approval | Type | 1010X2100 | 25-50-20/120D | n/a | n/a | Identity Data | n/a | n/a
OmniClass Number | n/a | 1900-12-31T23:59:59 | Submitted:Submitted for Approval | Type | 1010X2100 |  | n/a | n/a | Identity Data | n/a | n/a
OmniClass Title | n/a | 1900-12-31T23:59:59 | Submitted:Submitted for Approval | Type | 1010X2100 |  | n/a | n/a | Identity Data | n/a | n/a
Type Mark | n/a | 1900-12-31T23:59:59 | Submitted:Submitted for Approval | Type | 1010X2100 | 131 | n/a | n/a | Identity Data | n/a | n/a
Units | n/a | 1900-12-31T23:59:59 | Submitted:Submitted for Approval | Type | 1010X2100 | Metric | n/a | n/a | Identity Data | n/a | n/a
URL | n/a | 1900-12-31T23:59:59 | Submitted:Submitted for Approval | Type | 1010X2100 | www.nationalbimlibrary.com | n/a | n/a | Identity Data | n/a | n/a
Version | n/a | 1900-12-31T23:59:59 | Submitted:Submitted for Approval | Type | 1010X2100 | 1.0 | n/a | n/a | Identity Data | n/a | n/a
VisionPanelConfiguration | n/a | 1900-12-31T23:59:59 | Submitted:Submitted for Approval | Type | 1010X2100 |  | n/a | n/a | Identity Data | n/a | n/a
ArchitraveMaterial | n/a | 1900-12-31T23:59:59 | Submitted:Submitted for Approval | Type | 1010X2100 | nbl_ConceptSolid | n/a | n/a | Materials and Finishes | n/a | n/a
Frame/MullionMaterial | n/a | 1900-12-31T23:59:59 | Submitted:Submitted for Approval | Type | 1010X2100 | nbl_ConceptSolid | n/a | n/a | Materials and Finishes | n/a | n/a
LeafMaterial | n/a | 1900-12-31T23:59:59 | Submitted:Submitted for Approval | Type | 1010X2100 | nbl_ConceptSolid | n/a | n/a | Materials and Finishes | n/a | n/a
Colour | n/a | 1900-12-31T23:59:59 | Submitted:Submitted for Approval | Type | 1010X2100 |  | n/a | n/a | Other | n/a | n/a
Constituents | n/a | 1900-12-31T23:59:59 | Submitted:Submitted for Approval | Type | 1010X2100 |  | n/a | n/a | Other | n/a | n/a
Features | n/a | 1900-12-31T23:59:59 | Submitted:Submitted for Approval | Type | 1010X2100 |  | n/a | n/a | Other | n/a | n/a
Finish | n/a | 1900-12-31T23:59:59 | Submitted:Submitted for Approval | Type | 1010X2100 |  | n/a | n/a | Other | n/a | n/a
Grade | n/a | 1900-12-31T23:59:59 | Submitted:Submitted for Approval | Type | 1010X2100 |  | n/a | n/a | Other | n/a | n/a
Material | n/a | 1900-12-31T23:59:59 | Submitted:Submitted for Approval | Type | 1010X2100 |  | n/a | n/a | Other | n/a | n/a
NominalHeight | n/a | 1900-12-31T23:59:59 | Submitted:Submitted for Approval | Type | 1010X2100 | 2100 | n/a | n/a | Other | n/a | n/a | n/a
NominalLength | n/a | 1900-12-31T23:59:59 | Submitted:Submitted for Approval | Type | 1010X2100 | 0 | n/a | n/a | Other | n/a | n/a | n/a
NominalWidth | n/a | 1900-12-31T23:59:59 | Submitted:Submitted for Approval | Type | 1010X2100 | 1010 | n/a | n/a | Other | n/a | n/a | n/a
ProductionYear | n/a | 1900-12-31T23:59:59 | Submitted:Submitted for Approval | Type | 1010X2100 |  | n/a | n/a | Other | n/a | n/a
ReplacementCost | n/a | 1900-12-31T23:59:59 | Submitted:Submitted for Approval | Type | 1010X2100 |  | n/a | n/a | Other | n/a | n/a
ServiceLifeDuration | n/a | 1900-12-31T23:59:59 | Submitted:Submitted for Approval | Type | 1010X2100 |  | n/a | n/a | Other | n/a | n/a
Shape | n/a | 1900-12-31T23:59:59 | Submitted:Submitted for Approval | Type | 1010X2100 |  | n/a | n/a | Other | n/a | n/a
Size | n/a | 1900-12-31T23:59:59 | Submitted:Submitted for Approval | Type | 1010X2100 |  | n/a | n/a | Other | n/a | n/a
WarrantyDescription | n/a | 1900-12-31T23:59:59 | Submitted:Submitted for Approval | Type | 1010X2100 |  | n/a | n/a | Other | n/a | n/a
WarrantyDurationLabour | n/a | 1900-12-31T23:59:59 | Submitted:Submitted for Approval | Type | 1010X2100 |  | n/a | n/a | Other | n/a | n/a
WarrantyDurationParts | n/a | 1900-12-31T23:59:59 | Submitted:Submitted for Approval | Type | 1010X2100 |  | n/a | n/a | Other | n/a | n/a
WarrantyGuarantorLabour | n/a | 1900-12-31T23:59:59 | Submitted:Submitted for Approval | Type | 1010X2100 |  | n/a | n/a | Other | n/a | n/a
WarrantyGuarantorParts | n/a | 1900-12-31T23:59:59 | Submitted:Submitted for Approval | Type | 1010X2100 |  | n/a | n/a | Other | n/a | n/a
Reference | n/a | 1900-12-31T23:59:59 | Submitted:Submitted for Approval | Component | nbl_Door_Int-Sgl-Blnk:1010X2100:160557 | IS01 | n/a | n/a | Pset_DoorCommon | n/a | n/a
IsExternal | n/a | 1900-12-31T23:59:59 | Submitted:Submitted for Approval | Component | nbl_Door_Int-Sgl-Blnk:1010X2100:160557 | n/a | n/a | n/a | Pset_DoorCommon | n/a | n/a | n/a
FireRating | n/a | 1900-12-31T23:59:59 | Submitted:Submitted for Approval | Component | nbl_Door_Int-Sgl-Blnk:1010X2100:160557 | 60 | n/a | n/a | Pset_DoorCommon | n/a | n/a
ThermalTransmittance | n/a | 1900-12-31T23:59:59 | Submitted:Submitted for Approval | Component | nbl_Door_Int-Sgl-Blnk:1010X2100:160557 | 0 | n/a | n/a | Pset_DoorCommon | n/a | n/a | n/a
AcousticRating | n/a | 1900-12-31T23:59:59 | Submitted:Submitted for Approval | Component | nbl_Door_Int-Sgl-Blnk:1010X2100:160557 |  | n/a | n/a | Pset_DoorCommon | n/a | n/a
SecurityRating | n/a | 1900-12-31T23:59:59 | Submitted:Submitted for Approval | Component | nbl_Door_Int-Sgl-Blnk:1010X2100:160557 |  | n/a | n/a | Pset_DoorCommon | n/a | n/a
SelfClosing | n/a | 1900-12-31T23:59:59 | Submitted:Submitted for Approval | Component | nbl_Door_Int-Sgl-Blnk:1010X2100:160557 | n/a | n/a | n/a | Pset_DoorCommon | n/a | n/a | n/a
ProductionYear | n/a | 1900-12-31T23:59:59 | Submitted:Submitted for Approval | Component | nbl_Door_Int-Sgl-Blnk:1010X2100:160557 |  | n/a | n/a | Pset_ManufacturerTypeInformation | n/a | n/a
Level | n/a | 1900-12-31T23:59:59 | Submitted:Submitted for Approval | Component | nbl_Door_Int-Sgl-Blnk:1010X2100:160557 | Level: Ground Floor | n/a | n/a | Constraints | n/a | n/a
Sill Height | n/a | 1900-12-31T23:59:59 | Submitted:Submitted for Approval | Component | nbl_Door_Int-Sgl-Blnk:1010X2100:160557 | 0 | n/a | n/a | Constraints | n/a | n/a | n/a
ArchitraveBackRequired | n/a | 1900-12-31T23:59:59 | Submitted:Submitted for Approval | Component | nbl_Door_Int-Sgl-Blnk:1010X2100:160557 | TRUE | n/a | n/a | Construction | n/a | n/a | n/a
ArchitraveFrontRequired | n/a | 1900-12-31T23:59:59 | Submitted:Submitted for Approval | Component | nbl_Door_Int-Sgl-Blnk:1010X2100:160557 | TRUE | n/a | n/a | Construction | n/a | n/a | n/a
DoubleAction | n/a | 1900-12-31T23:59:59 | Submitted:Submitted for Approval | Component | nbl_Door_Int-Sgl-Blnk:1010X2100:160557 | n/a | n/a | n/a | Construction | n/a | n/a | n/a
ExtensionLining | n/a | 1900-12-31T23:59:59 | Submitted:Submitted for Approval | Component | nbl_Door_Int-Sgl-Blnk:1010X2100:160557 | n/a | n/a | n/a | Construction | n/a | n/a | n/a
SingleAction | n/a | 1900-12-31T23:59:59 | Submitted:Submitted for Approval | Component | nbl_Door_Int-Sgl-Blnk:1010X2100:160557 | TRUE | n/a | n/a | Construction | n/a | n/a | n/a
ArchitraveSetbackFromFrameFace | n/a | 1900-12-31T23:59:59 | Submitted:Submitted for Approval | Component | nbl_Door_Int-Sgl-Blnk:1010X2100:160557 | 15 | n/a | n/a | Dimensions | n/a | n/a | n/a
ArchitraveThickness | n/a | 1900-12-31T23:59:59 | Submitted:Submitted for Approval | Component | nbl_Door_Int-Sgl-Blnk:1010X2100:160557 | 45 | n/a | n/a | Dimensions | n/a | n/a | n/a
ArchitraveWidth | n/a | 1900-12-31T23:59:59 | Submitted:Submitted for Approval | Component | nbl_Door_Int-Sgl-Blnk:1010X2100:160557 | 14 | n/a | n/a | Dimensions | n/a | n/a | n/a
FailSafeAngle | n/a | 1900-12-31T23:59:59 | Submitted:Submitted for Approval | Component | nbl_Door_Int-Sgl-Blnk:1010X2100:160557 | 90 | n/a | n/a | Dimensions | n/a | n/a | n/a
FrameWidth | n/a | 1900-12-31T23:59:59 | Submitted:Submitted for Approval | Component | nbl_Door_Int-Sgl-Blnk:1010X2100:160557 | 180 | n/a | n/a | Dimensions | n/a | n/a | n/a
LeafOffsetToFrame | n/a | 1900-12-31T23:59:59 | Submitted:Submitted for Approval | Component | nbl_Door_Int-Sgl-Blnk:1010X2100:160557 | 0 | n/a | n/a | Dimensions | n/a | n/a | n/a
LeafSwingAngleGraphic | n/a | 1900-12-31T23:59:59 | Submitted:Submitted for Approval | Component | nbl_Door_Int-Sgl-Blnk:1010X2100:160557 | 90 | n/a | n/a | Dimensions | n/a | n/a | n/a
RebateDepth | n/a | 1900-12-31T23:59:59 | Submitted:Submitted for Approval | Component | nbl_Door_Int-Sgl-Blnk:1010X2100:160557 | 46 | n/a | n/a | Dimensions | n/a | n/a | n/a
WallThickness | n/a | 1900-12-31T23:59:59 | Submitted:Submitted for Approval | Component | nbl_Door_Int-Sgl-Blnk:1010X2100:160557 | 180 | n/a | n/a | Dimensions | n/a | n/a | n/a
FireRating | n/a | 1900-12-31T23:59:59 | Submitted:Submitted for Approval | Component | nbl_Door_Int-Sgl-Blnk:1010X2100:160557 | 60 | n/a | n/a | Fire Protection | n/a | n/a
AirTransferGrille | n/a | 1900-12-31T23:59:59 | Submitted:Submitted for Approval | Component | nbl_Door_Int-Sgl-Blnk:1010X2100:160557 | n/a | n/a | n/a | Identity Data | n/a | n/a | n/a
AirTransferGrilleSize | n/a | 1900-12-31T23:59:59 | Submitted:Submitted for Approval | Component | nbl_Door_Int-Sgl-Blnk:1010X2100:160557 |  | n/a | n/a | Identity Data | n/a | n/a
AntiFingerTrapRequirement | n/a | 1900-12-31T23:59:59 | Submitted:Submitted for Approval | Component | nbl_Door_Int-Sgl-Blnk:1010X2100:160557 | n/a | n/a | n/a | Identity Data | n/a | n/a | n/a
BreakOutFacility | n/a | 1900-12-31T23:59:59 | Submitted:Submitted for Approval | Component | nbl_Door_Int-Sgl-Blnk:1010X2100:160557 | n/a | n/a | n/a | Identity Data | n/a | n/a | n/a
ComponentNumber | n/a | 1900-12-31T23:59:59 | Submitted:Submitted for Approval | Component | nbl_Door_Int-Sgl-Blnk:1010X2100:160557 |  | n/a | n/a | Identity Data | n/a | n/a
Decoration | n/a | 1900-12-31T23:59:59 | Submitted:Submitted for Approval | Component | nbl_Door_Int-Sgl-Blnk:1010X2100:160557 |  | n/a | n/a | Identity Data | n/a | n/a
DoorNumber | n/a | 1900-12-31T23:59:59 | Submitted:Submitted for Approval | Component | nbl_Door_Int-Sgl-Blnk:1010X2100:160557 | D10 | n/a | n/a | Identity Data | n/a | n/a
ElectronicLock | n/a | 1900-12-31T23:59:59 | Submitted:Submitted for Approval | Component | nbl_Door_Int-Sgl-Blnk:1010X2100:160557 | n/a | n/a | n/a | Identity Data | n/a | n/a | n/a
FloorFinish | n/a | 1900-12-31T23:59:59 | Submitted:Submitted for Approval | Component | nbl_Door_Int-Sgl-Blnk:1010X2100:160557 |  | n/a | n/a | Identity Data | n/a | n/a
FrameFinish | n/a | 1900-12-31T23:59:59 | Submitted:Submitted for Approval | Component | nbl_Door_Int-Sgl-Blnk:1010X2100:160557 |  | n/a | n/a | Identity Data | n/a | n/a
FrameMaterial | n/a | 1900-12-31T23:59:59 | Submitted:Submitted for Approval | Component | nbl_Door_Int-Sgl-Blnk:1010X2100:160557 |  | n/a | n/a | Identity Data | n/a | n/a
GlassThickness | n/a | 1900-12-31T23:59:59 | Submitted:Submitted for Approval | Component | nbl_Door_Int-Sgl-Blnk:1010X2100:160557 |  | n/a | n/a | Identity Data | n/a | n/a
GlassType | n/a | 1900-12-31T23:59:59 | Submitted:Submitted for Approval | Component | nbl_Door_Int-Sgl-Blnk:1010X2100:160557 |  | n/a | n/a | Identity Data | n/a | n/a
Handing | n/a | 1900-12-31T23:59:59 | Submitted:Submitted for Approval | Component | nbl_Door_Int-Sgl-Blnk:1010X2100:160557 |  | n/a | n/a | Identity Data | n/a | n/a
HardwareSet | n/a | 1900-12-31T23:59:59 | Submitted:Submitted for Approval | Component | nbl_Door_Int-Sgl-Blnk:1010X2100:160557 |  | n/a | n/a | Identity Data | n/a | n/a
HeadDetail | n/a | 1900-12-31T23:59:59 | Submitted:Submitted for Approval | Component | nbl_Door_Int-Sgl-Blnk:1010X2100:160557 |  | n/a | n/a | Identity Data | n/a | n/a
HoldOpen | n/a | 1900-12-31T23:59:59 | Submitted:Submitted for Approval | Component | nbl_Door_Int-Sgl-Blnk:1010X2100:160557 | n/a | n/a | n/a | Identity Data | n/a | n/a | n/a
JambDetail | n/a | 1900-12-31T23:59:59 | Submitted:Submitted for Approval | Component | nbl_Door_Int-Sgl-Blnk:1010X2100:160557 |  | n/a | n/a | Identity Data | n/a | n/a
KeySuiting | n/a | 1900-12-31T23:59:59 | Submitted:Submitted for Approval | Component | nbl_Door_Int-Sgl-Blnk:1010X2100:160557 |  | n/a | n/a | Identity Data | n/a | n/a
LeafEdgings | n/a | 1900-12-31T23:59:59 | Submitted:Submitted for Approval | Component | nbl_Door_Int-Sgl-Blnk:1010X2100:160557 |  | n/a | n/a | Identity Data | n/a | n/a
LeafFacing | n/a | 1900-12-31T23:59:59 | Submitted:Submitted for Approval | Component | nbl_Door_Int-Sgl-Blnk:1010X2100:160557 |  | n/a | n/a | Identity Data | n/a | n/a
LeafSwing | n/a | 1900-12-31T23:59:59 | Submitted:Submitted for Approval | Component | nbl_Door_Int-Sgl-Blnk:1010X2100:160557 |  | n/a | n/a | Identity Data | n/a | n/a
Mark | n/a | 1900-12-31T23:59:59 | Submitted:Submitted for Approval | Component | nbl_Door_Int-Sgl-Blnk:1010X2100:160557 | 21 | n/a | n/a | Identity Data | n/a | n/a
OpeningMechanism | n/a | 1900-12-31T23:59:59 | Submitted:Submitted for Approval | Component | nbl_Door_Int-Sgl-Blnk:1010X2100:160557 | n/a | n/a | n/a | Identity Data | n/a | n/a | n/a
PoweredOperation | n/a | 1900-12-31T23:59:59 | Submitted:Submitted for Approval | Component | nbl_Door_Int-Sgl-Blnk:1010X2100:160557 | n/a | n/a | n/a | Identity Data | n/a | n/a | n/a
SignageFire | n/a | 1900-12-31T23:59:59 | Submitted:Submitted for Approval | Component | nbl_Door_Int-Sgl-Blnk:1010X2100:160557 |  | n/a | n/a | Identity Data | n/a | n/a
SignageSecurity | n/a | 1900-12-31T23:59:59 | Submitted:Submitted for Approval | Component | nbl_Door_Int-Sgl-Blnk:1010X2100:160557 |  | n/a | n/a | Identity Data | n/a | n/a
SignageWayfinding | n/a | 1900-12-31T23:59:59 | Submitted:Submitted for Approval | Component | nbl_Door_Int-Sgl-Blnk:1010X2100:160557 |  | n/a | n/a | Identity Data | n/a | n/a
AssetIdentifier | n/a | 1900-12-31T23:59:59 | Submitted:Submitted for Approval | Component | nbl_Door_Int-Sgl-Blnk:1010X2100:160557 |  | n/a | n/a | Other | n/a | n/a
BarCode | n/a | 1900-12-31T23:59:59 | Submitted:Submitted for Approval | Component | nbl_Door_Int-Sgl-Blnk:1010X2100:160557 |  | n/a | n/a | Other | n/a | n/a
Head Height | n/a | 1900-12-31T23:59:59 | Submitted:Submitted for Approval | Component | nbl_Door_Int-Sgl-Blnk:1010X2100:160557 | 2100 | n/a | n/a | Other | n/a | n/a | n/a
InstallationDate | n/a | 1900-12-31T23:59:59 | Submitted:Submitted for Approval | Component | nbl_Door_Int-Sgl-Blnk:1010X2100:160557 |  | n/a | n/a | Other | n/a | n/a
SerialNumber | n/a | 1900-12-31T23:59:59 | Submitted:Submitted for Approval | Component | nbl_Door_Int-Sgl-Blnk:1010X2100:160557 |  | n/a | n/a | Other | n/a | n/a
TagNumber | n/a | 1900-12-31T23:59:59 | Submitted:Submitted for Approval | Component | nbl_Door_Int-Sgl-Blnk:1010X2100:160557 |  | n/a | n/a | Other | n/a | n/a
WarrantyStartDate | n/a | 1900-12-31T23:59:59 | Submitted:Submitted for Approval | Component | nbl_Door_Int-Sgl-Blnk:1010X2100:160557 |  | n/a | n/a | Other | n/a | n/a
Phase Created | n/a | 1900-12-31T23:59:59 | Submitted:Submitted for Approval | Component | nbl_Door_Int-Sgl-Blnk:1010X2100:160557 | New Construction | n/a | n/a | Phasing | n/a | n/a
Analytic Construction | n/a | 1900-12-31T23:59:59 | Submitted:Submitted for Approval | Type | 910X2100 | <None> | n/a | n/a | Analytical Properties | n/a | n/a
Construction Type | n/a | 1900-12-31T23:59:59 | Submitted:Submitted for Approval | Type | 910X2100 |  | n/a | n/a | Construction | n/a | n/a
FrameType | n/a | 1900-12-31T23:59:59 | Submitted:Submitted for Approval | Type | 910X2100 | nbl_DoorFrameRbtd: nbl_DoorFrameRbtd | n/a | n/a | Construction | n/a | n/a
Function | n/a | 1900-12-31T23:59:59 | Submitted:Submitted for Approval | Type | 910X2100 | Interior | n/a | n/a | Construction | n/a | n/a
PlantedStopRequired | n/a | 1900-12-31T23:59:59 | Submitted:Submitted for Approval | Type | 910X2100 | TRUE | n/a | n/a | Construction | n/a | n/a | n/a
ClearOpeningWidth | n/a | 1900-12-31T23:59:59 | Submitted:Submitted for Approval | Type | 910X2100 | 806 | n/a | n/a | Dimensions | n/a | n/a | n/a
FrameSetback | n/a | 1900-12-31T23:59:59 | Submitted:Submitted for Approval | Type | 910X2100 | 0 | n/a | n/a | Dimensions | n/a | n/a | n/a
FrameThickness | n/a | 1900-12-31T23:59:59 | Submitted:Submitted for Approval | Type | 910X2100 | 32 | n/a | n/a | Dimensions | n/a | n/a | n/a
Height | n/a | 1900-12-31T23:59:59 | Submitted:Submitted for Approval | Type | 910X2100 | 2100 | n/a | n/a | Dimensions | n/a | n/a | n/a
LeafHeight | n/a | 1900-12-31T23:59:59 | Submitted:Submitted for Approval | Type | 910X2100 | 2050 | n/a | n/a | Dimensions | n/a | n/a | n/a
LeafThickness | n/a | 1900-12-31T23:59:59 | Submitted:Submitted for Approval | Type | 910X2100 | 44 | n/a | n/a | Dimensions | n/a | n/a | n/a
MainLeafWidth | n/a | 1900-12-31T23:59:59 | Submitted:Submitted for Approval | Type | 910X2100 | 826 | n/a | n/a | Dimensions | n/a | n/a | n/a
OpeningTolerance | n/a | 1900-12-31T23:59:59 | Submitted:Submitted for Approval | Type | 910X2100 | 2 | n/a | n/a | Dimensions | n/a | n/a | n/a
PlantedStopWidthForCalc | n/a | 1900-12-31T23:59:59 | Submitted:Submitted for Approval | Type | 910X2100 | 12 | n/a | n/a | Dimensions | n/a | n/a | n/a
Rough Height | n/a | 1900-12-31T23:59:59 | Submitted:Submitted for Approval | Type | 910X2100 | 2100 | n/a | n/a | Dimensions | n/a | n/a | n/a
Rough Width | n/a | 1900-12-31T23:59:59 | Submitted:Submitted for Approval | Type | 910X2100 | 910 | n/a | n/a | Dimensions | n/a | n/a | n/a
StructuralOpeningHeight | n/a | 1900-12-31T23:59:59 | Submitted:Submitted for Approval | Type | 910X2100 | 2100 | n/a | n/a | Dimensions | n/a | n/a | n/a
StructuralOpeningWidth | n/a | 1900-12-31T23:59:59 | Submitted:Submitted for Approval | Type | 910X2100 | 910 | n/a | n/a | Dimensions | n/a | n/a | n/a
StructuralTolerance | n/a | 1900-12-31T23:59:59 | Submitted:Submitted for Approval | Type | 910X2100 | 8 | n/a | n/a | Dimensions | n/a | n/a | n/a
Thickness | n/a | 1900-12-31T23:59:59 | Submitted:Submitted for Approval | Type | 910X2100 | 44 | n/a | n/a | Dimensions | n/a | n/a | n/a
Undercut | n/a | 1900-12-31T23:59:59 | Submitted:Submitted for Approval | Type | 910X2100 | 8 | n/a | n/a | Dimensions | n/a | n/a | n/a
Width | n/a | 1900-12-31T23:59:59 | Submitted:Submitted for Approval | Type | 910X2100 | 910 | n/a | n/a | Dimensions | n/a | n/a | n/a
Assembly Code | n/a | 1900-12-31T23:59:59 | Submitted:Submitted for Approval | Type | 910X2100 |  | n/a | n/a | Identity Data | n/a | n/a
Assembly Description | n/a | 1900-12-31T23:59:59 | Submitted:Submitted for Approval | Type | 910X2100 |  | n/a | n/a | Identity Data | n/a | n/a
Configuration | n/a | 1900-12-31T23:59:59 | Submitted:Submitted for Approval | Type | 910X2100 | Single | n/a | n/a | Identity Data | n/a | n/a
Description | n/a | 1900-12-31T23:59:59 | Submitted:Submitted for Approval | Type | 910X2100 | Internal single blank door | n/a | n/a | Identity Data | n/a | n/a
FrameProfile | n/a | 1900-12-31T23:59:59 | Submitted:Submitted for Approval | Type | 910X2100 |  | n/a | n/a | Identity Data | n/a | n/a
Help | n/a | 1900-12-31T23:59:59 | Submitted:Submitted for Approval | Type | 910X2100 | www.nationalbimlibrary.com | n/a | n/a | Identity Data | n/a | n/a
IssueDate | n/a | 1900-12-31T23:59:59 | Submitted:Submitted for Approval | Type | 910X2100 | 12/03/07 | n/a | n/a | Identity Data | n/a | n/a
Keynote | n/a | 1900-12-31T23:59:59 | Submitted:Submitted for Approval | Type | 910X2100 | 25 50 20 110 | n/a | n/a | Identity Data | n/a | n/a
NBSDescription | n/a | 1900-12-31T23:59:59 | Submitted:Submitted for Approval | Type | 910X2100 | Doorset system type D | n/a | n/a | Identity Data | n/a | n/a
NBSReference | n/a | 1900-12-31T23:59:59 | Submitted:Submitted for Approval | Type | 910X2100 | 25-50-20/120D | n/a | n/a | Identity Data | n/a | n/a
OmniClass Number | n/a | 1900-12-31T23:59:59 | Submitted:Submitted for Approval | Type | 910X2100 |  | n/a | n/a | Identity Data | n/a | n/a
OmniClass Title | n/a | 1900-12-31T23:59:59 | Submitted:Submitted for Approval | Type | 910X2100 |  | n/a | n/a | Identity Data | n/a | n/a
Type Mark | n/a | 1900-12-31T23:59:59 | Submitted:Submitted for Approval | Type | 910X2100 | 132 | n/a | n/a | Identity Data | n/a | n/a
Units | n/a | 1900-12-31T23:59:59 | Submitted:Submitted for Approval | Type | 910X2100 | Metric | n/a | n/a | Identity Data | n/a | n/a
URL | n/a | 1900-12-31T23:59:59 | Submitted:Submitted for Approval | Type | 910X2100 | www.nationalbimlibrary.com | n/a | n/a | Identity Data | n/a | n/a
Version | n/a | 1900-12-31T23:59:59 | Submitted:Submitted for Approval | Type | 910X2100 | 1.0 | n/a | n/a | Identity Data | n/a | n/a
VisionPanelConfiguration | n/a | 1900-12-31T23:59:59 | Submitted:Submitted for Approval | Type | 910X2100 |  | n/a | n/a | Identity Data | n/a | n/a
ArchitraveMaterial | n/a | 1900-12-31T23:59:59 | Submitted:Submitted for Approval | Type | 910X2100 | nbl_ConceptSolid | n/a | n/a | Materials and Finishes | n/a | n/a
Frame/MullionMaterial | n/a | 1900-12-31T23:59:59 | Submitted:Submitted for Approval | Type | 910X2100 | nbl_ConceptSolid | n/a | n/a | Materials and Finishes | n/a | n/a
LeafMaterial | n/a | 1900-12-31T23:59:59 | Submitted:Submitted for Approval | Type | 910X2100 | nbl_WoodDoor | n/a | n/a | Materials and Finishes | n/a | n/a
Colour | n/a | 1900-12-31T23:59:59 | Submitted:Submitted for Approval | Type | 910X2100 |  | n/a | n/a | Other | n/a | n/a
Constituents | n/a | 1900-12-31T23:59:59 | Submitted:Submitted for Approval | Type | 910X2100 |  | n/a | n/a | Other | n/a | n/a
Features | n/a | 1900-12-31T23:59:59 | Submitted:Submitted for Approval | Type | 910X2100 |  | n/a | n/a | Other | n/a | n/a
Finish | n/a | 1900-12-31T23:59:59 | Submitted:Submitted for Approval | Type | 910X2100 |  | n/a | n/a | Other | n/a | n/a
Grade | n/a | 1900-12-31T23:59:59 | Submitted:Submitted for Approval | Type | 910X2100 |  | n/a | n/a | Other | n/a | n/a
Material | n/a | 1900-12-31T23:59:59 | Submitted:Submitted for Approval | Type | 910X2100 |  | n/a | n/a | Other | n/a | n/a
NominalHeight | n/a | 1900-12-31T23:59:59 | Submitted:Submitted for Approval | Type | 910X2100 | 2100 | n/a | n/a | Other | n/a | n/a | n/a
NominalLength | n/a | 1900-12-31T23:59:59 | Submitted:Submitted for Approval | Type | 910X2100 | 0 | n/a | n/a | Other | n/a | n/a | n/a
NominalWidth | n/a | 1900-12-31T23:59:59 | Submitted:Submitted for Approval | Type | 910X2100 | 910 | n/a | n/a | Other | n/a | n/a | n/a
ProductionYear | n/a | 1900-12-31T23:59:59 | Submitted:Submitted for Approval | Type | 910X2100 |  | n/a | n/a | Other | n/a | n/a
ReplacementCost | n/a | 1900-12-31T23:59:59 | Submitted:Submitted for Approval | Type | 910X2100 |  | n/a | n/a | Other | n/a | n/a
ServiceLifeDuration | n/a | 1900-12-31T23:59:59 | Submitted:Submitted for Approval | Type | 910X2100 |  | n/a | n/a | Other | n/a | n/a
Shape | n/a | 1900-12-31T23:59:59 | Submitted:Submitted for Approval | Type | 910X2100 |  | n/a | n/a | Other | n/a | n/a
Size | n/a | 1900-12-31T23:59:59 | Submitted:Submitted for Approval | Type | 910X2100 |  | n/a | n/a | Other | n/a | n/a
WarrantyDescription | n/a | 1900-12-31T23:59:59 | Submitted:Submitted for Approval | Type | 910X2100 |  | n/a | n/a | Other | n/a | n/a
WarrantyDurationLabour | n/a | 1900-12-31T23:59:59 | Submitted:Submitted for Approval | Type | 910X2100 |  | n/a | n/a | Other | n/a | n/a
WarrantyDurationParts | n/a | 1900-12-31T23:59:59 | Submitted:Submitted for Approval | Type | 910X2100 |  | n/a | n/a | Other | n/a | n/a
WarrantyGuarantorLabour | n/a | 1900-12-31T23:59:59 | Submitted:Submitted for Approval | Type | 910X2100 |  | n/a | n/a | Other | n/a | n/a
WarrantyGuarantorParts | n/a | 1900-12-31T23:59:59 | Submitted:Submitted for Approval | Type | 910X2100 |  | n/a | n/a | Other | n/a | n/a
Reference | n/a | 1900-12-31T23:59:59 | Submitted:Submitted for Approval | Component | nbl_Door_Int-Sgl-Blnk:910X2100:160636 | IS01 | n/a | n/a | Pset_DoorCommon | n/a | n/a
IsExternal | n/a | 1900-12-31T23:59:59 | Submitted:Submitted for Approval | Component | nbl_Door_Int-Sgl-Blnk:910X2100:160636 | n/a | n/a | n/a | Pset_DoorCommon | n/a | n/a | n/a
FireRating | n/a | 1900-12-31T23:59:59 | Submitted:Submitted for Approval | Component | nbl_Door_Int-Sgl-Blnk:910X2100:160636 |  | n/a | n/a | Pset_DoorCommon | n/a | n/a
ThermalTransmittance | n/a | 1900-12-31T23:59:59 | Submitted:Submitted for Approval | Component | nbl_Door_Int-Sgl-Blnk:910X2100:160636 | 0 | n/a | n/a | Pset_DoorCommon | n/a | n/a | n/a
AcousticRating | n/a | 1900-12-31T23:59:59 | Submitted:Submitted for Approval | Component | nbl_Door_Int-Sgl-Blnk:910X2100:160636 |  | n/a | n/a | Pset_DoorCommon | n/a | n/a
SecurityRating | n/a | 1900-12-31T23:59:59 | Submitted:Submitted for Approval | Component | nbl_Door_Int-Sgl-Blnk:910X2100:160636 |  | n/a | n/a | Pset_DoorCommon | n/a | n/a
SelfClosing | n/a | 1900-12-31T23:59:59 | Submitted:Submitted for Approval | Component | nbl_Door_Int-Sgl-Blnk:910X2100:160636 | n/a | n/a | n/a | Pset_DoorCommon | n/a | n/a | n/a
ProductionYear | n/a | 1900-12-31T23:59:59 | Submitted:Submitted for Approval | Component | nbl_Door_Int-Sgl-Blnk:910X2100:160636 |  | n/a | n/a | Pset_ManufacturerTypeInformation | n/a | n/a
Level | n/a | 1900-12-31T23:59:59 | Submitted:Submitted for Approval | Component | nbl_Door_Int-Sgl-Blnk:910X2100:160636 | Level: Ground Floor | n/a | n/a | Constraints | n/a | n/a
Sill Height | n/a | 1900-12-31T23:59:59 | Submitted:Submitted for Approval | Component | nbl_Door_Int-Sgl-Blnk:910X2100:160636 | 0 | n/a | n/a | Constraints | n/a | n/a | n/a
ArchitraveBackRequired | n/a | 1900-12-31T23:59:59 | Submitted:Submitted for Approval | Component | nbl_Door_Int-Sgl-Blnk:910X2100:160636 | TRUE | n/a | n/a | Construction | n/a | n/a | n/a
ArchitraveFrontRequired | n/a | 1900-12-31T23:59:59 | Submitted:Submitted for Approval | Component | nbl_Door_Int-Sgl-Blnk:910X2100:160636 | TRUE | n/a | n/a | Construction | n/a | n/a | n/a
DoubleAction | n/a | 1900-12-31T23:59:59 | Submitted:Submitted for Approval | Component | nbl_Door_Int-Sgl-Blnk:910X2100:160636 | n/a | n/a | n/a | Construction | n/a | n/a | n/a
ExtensionLining | n/a | 1900-12-31T23:59:59 | Submitted:Submitted for Approval | Component | nbl_Door_Int-Sgl-Blnk:910X2100:160636 | n/a | n/a | n/a | Construction | n/a | n/a | n/a
SingleAction | n/a | 1900-12-31T23:59:59 | Submitted:Submitted for Approval | Component | nbl_Door_Int-Sgl-Blnk:910X2100:160636 | TRUE | n/a | n/a | Construction | n/a | n/a | n/a
ArchitraveSetbackFromFrameFace | n/a | 1900-12-31T23:59:59 | Submitted:Submitted for Approval | Component | nbl_Door_Int-Sgl-Blnk:910X2100:160636 | 15 | n/a | n/a | Dimensions | n/a | n/a | n/a
ArchitraveThickness | n/a | 1900-12-31T23:59:59 | Submitted:Submitted for Approval | Component | nbl_Door_Int-Sgl-Blnk:910X2100:160636 | 45 | n/a | n/a | Dimensions | n/a | n/a | n/a
ArchitraveWidth | n/a | 1900-12-31T23:59:59 | Submitted:Submitted for Approval | Component | nbl_Door_Int-Sgl-Blnk:910X2100:160636 | 14 | n/a | n/a | Dimensions | n/a | n/a | n/a
FailSafeAngle | n/a | 1900-12-31T23:59:59 | Submitted:Submitted for Approval | Component | nbl_Door_Int-Sgl-Blnk:910X2100:160636 | 90 | n/a | n/a | Dimensions | n/a | n/a | n/a
FrameWidth | n/a | 1900-12-31T23:59:59 | Submitted:Submitted for Approval | Component | nbl_Door_Int-Sgl-Blnk:910X2100:160636 | 180 | n/a | n/a | Dimensions | n/a | n/a | n/a
LeafOffsetToFrame | n/a | 1900-12-31T23:59:59 | Submitted:Submitted for Approval | Component | nbl_Door_Int-Sgl-Blnk:910X2100:160636 | 0 | n/a | n/a | Dimensions | n/a | n/a | n/a
LeafSwingAngleGraphic | n/a | 1900-12-31T23:59:59 | Submitted:Submitted for Approval | Component | nbl_Door_Int-Sgl-Blnk:910X2100:160636 | 90 | n/a | n/a | Dimensions | n/a | n/a | n/a
RebateDepth | n/a | 1900-12-31T23:59:59 | Submitted:Submitted for Approval | Component | nbl_Door_Int-Sgl-Blnk:910X2100:160636 | 46 | n/a | n/a | Dimensions | n/a | n/a | n/a
WallThickness | n/a | 1900-12-31T23:59:59 | Submitted:Submitted for Approval | Component | nbl_Door_Int-Sgl-Blnk:910X2100:160636 | 180 | n/a | n/a | Dimensions | n/a | n/a | n/a
FireRating | n/a | 1900-12-31T23:59:59 | Submitted:Submitted for Approval | Component | nbl_Door_Int-Sgl-Blnk:910X2100:160636 |  | n/a | n/a | Fire Protection | n/a | n/a
AirTransferGrille | n/a | 1900-12-31T23:59:59 | Submitted:Submitted for Approval | Component | nbl_Door_Int-Sgl-Blnk:910X2100:160636 | n/a | n/a | n/a | Identity Data | n/a | n/a | n/a
AirTransferGrilleSize | n/a | 1900-12-31T23:59:59 | Submitted:Submitted for Approval | Component | nbl_Door_Int-Sgl-Blnk:910X2100:160636 |  | n/a | n/a | Identity Data | n/a | n/a
AntiFingerTrapRequirement | n/a | 1900-12-31T23:59:59 | Submitted:Submitted for Approval | Component | nbl_Door_Int-Sgl-Blnk:910X2100:160636 | n/a | n/a | n/a | Identity Data | n/a | n/a | n/a
BreakOutFacility | n/a | 1900-12-31T23:59:59 | Submitted:Submitted for Approval | Component | nbl_Door_Int-Sgl-Blnk:910X2100:160636 | n/a | n/a | n/a | Identity Data | n/a | n/a | n/a
ComponentNumber | n/a | 1900-12-31T23:59:59 | Submitted:Submitted for Approval | Component | nbl_Door_Int-Sgl-Blnk:910X2100:160636 |  | n/a | n/a | Identity Data | n/a | n/a
Decoration | n/a | 1900-12-31T23:59:59 | Submitted:Submitted for Approval | Component | nbl_Door_Int-Sgl-Blnk:910X2100:160636 |  | n/a | n/a | Identity Data | n/a | n/a
DoorNumber | n/a | 1900-12-31T23:59:59 | Submitted:Submitted for Approval | Component | nbl_Door_Int-Sgl-Blnk:910X2100:160636 | D11 | n/a | n/a | Identity Data | n/a | n/a
ElectronicLock | n/a | 1900-12-31T23:59:59 | Submitted:Submitted for Approval | Component | nbl_Door_Int-Sgl-Blnk:910X2100:160636 | n/a | n/a | n/a | Identity Data | n/a | n/a | n/a
FloorFinish | n/a | 1900-12-31T23:59:59 | Submitted:Submitted for Approval | Component | nbl_Door_Int-Sgl-Blnk:910X2100:160636 |  | n/a | n/a | Identity Data | n/a | n/a
FrameFinish | n/a | 1900-12-31T23:59:59 | Submitted:Submitted for Approval | Component | nbl_Door_Int-Sgl-Blnk:910X2100:160636 |  | n/a | n/a | Identity Data | n/a | n/a
FrameMaterial | n/a | 1900-12-31T23:59:59 | Submitted:Submitted for Approval | Component | nbl_Door_Int-Sgl-Blnk:910X2100:160636 |  | n/a | n/a | Identity Data | n/a | n/a
GlassThickness | n/a | 1900-12-31T23:59:59 | Submitted:Submitted for Approval | Component | nbl_Door_Int-Sgl-Blnk:910X2100:160636 |  | n/a | n/a | Identity Data | n/a | n/a
GlassType | n/a | 1900-12-31T23:59:59 | Submitted:Submitted for Approval | Component | nbl_Door_Int-Sgl-Blnk:910X2100:160636 |  | n/a | n/a | Identity Data | n/a | n/a
Handing | n/a | 1900-12-31T23:59:59 | Submitted:Submitted for Approval | Component | nbl_Door_Int-Sgl-Blnk:910X2100:160636 |  | n/a | n/a | Identity Data | n/a | n/a
HardwareSet | n/a | 1900-12-31T23:59:59 | Submitted:Submitted for Approval | Component | nbl_Door_Int-Sgl-Blnk:910X2100:160636 |  | n/a | n/a | Identity Data | n/a | n/a
HeadDetail | n/a | 1900-12-31T23:59:59 | Submitted:Submitted for Approval | Component | nbl_Door_Int-Sgl-Blnk:910X2100:160636 |  | n/a | n/a | Identity Data | n/a | n/a
HoldOpen | n/a | 1900-12-31T23:59:59 | Submitted:Submitted for Approval | Component | nbl_Door_Int-Sgl-Blnk:910X2100:160636 | n/a | n/a | n/a | Identity Data | n/a | n/a | n/a
JambDetail | n/a | 1900-12-31T23:59:59 | Submitted:Submitted for Approval | Component | nbl_Door_Int-Sgl-Blnk:910X2100:160636 |  | n/a | n/a | Identity Data | n/a | n/a
KeySuiting | n/a | 1900-12-31T23:59:59 | Submitted:Submitted for Approval | Component | nbl_Door_Int-Sgl-Blnk:910X2100:160636 |  | n/a | n/a | Identity Data | n/a | n/a
LeafEdgings | n/a | 1900-12-31T23:59:59 | Submitted:Submitted for Approval | Component | nbl_Door_Int-Sgl-Blnk:910X2100:160636 |  | n/a | n/a | Identity Data | n/a | n/a
LeafFacing | n/a | 1900-12-31T23:59:59 | Submitted:Submitted for Approval | Component | nbl_Door_Int-Sgl-Blnk:910X2100:160636 |  | n/a | n/a | Identity Data | n/a | n/a
LeafSwing | n/a | 1900-12-31T23:59:59 | Submitted:Submitted for Approval | Component | nbl_Door_Int-Sgl-Blnk:910X2100:160636 |  | n/a | n/a | Identity Data | n/a | n/a
Mark | n/a | 1900-12-31T23:59:59 | Submitted:Submitted for Approval | Component | nbl_Door_Int-Sgl-Blnk:910X2100:160636 | 24 | n/a | n/a | Identity Data | n/a | n/a
OpeningMechanism | n/a | 1900-12-31T23:59:59 | Submitted:Submitted for Approval | Component | nbl_Door_Int-Sgl-Blnk:910X2100:160636 | n/a | n/a | n/a | Identity Data | n/a | n/a | n/a
PoweredOperation | n/a | 1900-12-31T23:59:59 | Submitted:Submitted for Approval | Component | nbl_Door_Int-Sgl-Blnk:910X2100:160636 | n/a | n/a | n/a | Identity Data | n/a | n/a | n/a
SignageFire | n/a | 1900-12-31T23:59:59 | Submitted:Submitted for Approval | Component | nbl_Door_Int-Sgl-Blnk:910X2100:160636 |  | n/a | n/a | Identity Data | n/a | n/a
SignageSecurity | n/a | 1900-12-31T23:59:59 | Submitted:Submitted for Approval | Component | nbl_Door_Int-Sgl-Blnk:910X2100:160636 |  | n/a | n/a | Identity Data | n/a | n/a
SignageWayfinding | n/a | 1900-12-31T23:59:59 | Submitted:Submitted for Approval | Component | nbl_Door_Int-Sgl-Blnk:910X2100:160636 |  | n/a | n/a | Identity Data | n/a | n/a
AssetIdentifier | n/a | 1900-12-31T23:59:59 | Submitted:Submitted for Approval | Component | nbl_Door_Int-Sgl-Blnk:910X2100:160636 |  | n/a | n/a | Other | n/a | n/a
BarCode | n/a | 1900-12-31T23:59:59 | Submitted:Submitted for Approval | Component | nbl_Door_Int-Sgl-Blnk:910X2100:160636 |  | n/a | n/a | Other | n/a | n/a
Head Height | n/a | 1900-12-31T23:59:59 | Submitted:Submitted for Approval | Component | nbl_Door_Int-Sgl-Blnk:910X2100:160636 | 2100 | n/a | n/a | Other | n/a | n/a | n/a
InstallationDate | n/a | 1900-12-31T23:59:59 | Submitted:Submitted for Approval | Component | nbl_Door_Int-Sgl-Blnk:910X2100:160636 |  | n/a | n/a | Other | n/a | n/a
SerialNumber | n/a | 1900-12-31T23:59:59 | Submitted:Submitted for Approval | Component | nbl_Door_Int-Sgl-Blnk:910X2100:160636 |  | n/a | n/a | Other | n/a | n/a
TagNumber | n/a | 1900-12-31T23:59:59 | Submitted:Submitted for Approval | Component | nbl_Door_Int-Sgl-Blnk:910X2100:160636 |  | n/a | n/a | Other | n/a | n/a
WarrantyStartDate | n/a | 1900-12-31T23:59:59 | Submitted:Submitted for Approval | Component | nbl_Door_Int-Sgl-Blnk:910X2100:160636 |  | n/a | n/a | Other | n/a | n/a
Phase Created | n/a | 1900-12-31T23:59:59 | Submitted:Submitted for Approval | Component | nbl_Door_Int-Sgl-Blnk:910X2100:160636 | New Construction | n/a | n/a | Phasing | n/a | n/a
Analytic Construction | n/a | 1900-12-31T23:59:59 | Submitted:Submitted for Approval | Type | nbl_DoorsetSystem_AssaAbloy_SelectDoorFive_1000x2100mm-NFR | <None> | n/a | n/a | Analytical Properties | n/a | n/a
MaximumStructuralOpeningHeight | n/a | 1900-12-31T23:59:59 | Submitted:Submitted for Approval | Type | nbl_DoorsetSystem_AssaAbloy_SelectDoorFive_1000x2100mm-NFR | 2100 | n/a | n/a | Constraints | n/a | n/a | n/a
MaximumStructuralOpeningWidth | n/a | 1900-12-31T23:59:59 | Submitted:Submitted for Approval | Type | nbl_DoorsetSystem_AssaAbloy_SelectDoorFive_1000x2100mm-NFR | 1100 | n/a | n/a | Constraints | n/a | n/a | n/a
MinimumStructuralOpeningHeight | n/a | 1900-12-31T23:59:59 | Submitted:Submitted for Approval | Type | nbl_DoorsetSystem_AssaAbloy_SelectDoorFive_1000x2100mm-NFR | 2100 | n/a | n/a | Constraints | n/a | n/a | n/a
MinimumStructuralOpeningWidth | n/a | 1900-12-31T23:59:59 | Submitted:Submitted for Approval | Type | nbl_DoorsetSystem_AssaAbloy_SelectDoorFive_1000x2100mm-NFR | 700 | n/a | n/a | Constraints | n/a | n/a | n/a
Construction Type | n/a | 1900-12-31T23:59:59 | Submitted:Submitted for Approval | Type | nbl_DoorsetSystem_AssaAbloy_SelectDoorFive_1000x2100mm-NFR |  | n/a | n/a | Construction | n/a | n/a
DoubleAction | n/a | 1900-12-31T23:59:59 | Submitted:Submitted for Approval | Type | nbl_DoorsetSystem_AssaAbloy_SelectDoorFive_1000x2100mm-NFR | n/a | n/a | n/a | Construction | n/a | n/a | n/a
Function | n/a | 1900-12-31T23:59:59 | Submitted:Submitted for Approval | Type | nbl_DoorsetSystem_AssaAbloy_SelectDoorFive_1000x2100mm-NFR | Interior | n/a | n/a | Construction | n/a | n/a
SingleAction | n/a | 1900-12-31T23:59:59 | Submitted:Submitted for Approval | Type | nbl_DoorsetSystem_AssaAbloy_SelectDoorFive_1000x2100mm-NFR | TRUE | n/a | n/a | Construction | n/a | n/a | n/a
ThresholdRequired | n/a | 1900-12-31T23:59:59 | Submitted:Submitted for Approval | Type | nbl_DoorsetSystem_AssaAbloy_SelectDoorFive_1000x2100mm-NFR | n/a | n/a | n/a | Construction | n/a | n/a | n/a
Wall Closure | n/a | 1900-12-31T23:59:59 | Submitted:Submitted for Approval | Type | nbl_DoorsetSystem_AssaAbloy_SelectDoorFive_1000x2100mm-NFR | Neither | n/a | n/a | Construction | n/a | n/a
ClearOpeningHeight | n/a | 1900-12-31T23:59:59 | Submitted:Submitted for Approval | Type | nbl_DoorsetSystem_AssaAbloy_SelectDoorFive_1000x2100mm-NFR | 2055 | n/a | n/a | Dimensions | n/a | n/a | n/a
ClearOpeningWidth | n/a | 1900-12-31T23:59:59 | Submitted:Submitted for Approval | Type | nbl_DoorsetSystem_AssaAbloy_SelectDoorFive_1000x2100mm-NFR | 910 | n/a | n/a | Dimensions | n/a | n/a | n/a
FrameThickness | n/a | 1900-12-31T23:59:59 | Submitted:Submitted for Approval | Type | nbl_DoorsetSystem_AssaAbloy_SelectDoorFive_1000x2100mm-NFR | 28 | n/a | n/a | Dimensions | n/a | n/a | n/a
Height | n/a | 1900-12-31T23:59:59 | Submitted:Submitted for Approval | Type | nbl_DoorsetSystem_AssaAbloy_SelectDoorFive_1000x2100mm-NFR | 2100 | n/a | n/a | Dimensions | n/a | n/a | n/a
LeafOffsetToFrame | n/a | 1900-12-31T23:59:59 | Submitted:Submitted for Approval | Type | nbl_DoorsetSystem_AssaAbloy_SelectDoorFive_1000x2100mm-NFR | 0 | n/a | n/a | Dimensions | n/a | n/a | n/a
LeafThickness | n/a | 1900-12-31T23:59:59 | Submitted:Submitted for Approval | Type | nbl_DoorsetSystem_AssaAbloy_SelectDoorFive_1000x2100mm-NFR | 40 | n/a | n/a | Dimensions | n/a | n/a | n/a
MainLeafWidth | n/a | 1900-12-31T23:59:59 | Submitted:Submitted for Approval | Type | nbl_DoorsetSystem_AssaAbloy_SelectDoorFive_1000x2100mm-NFR | 928 | n/a | n/a | Dimensions | n/a | n/a | n/a
OpeningTolerance | n/a | 1900-12-31T23:59:59 | Submitted:Submitted for Approval | Type | nbl_DoorsetSystem_AssaAbloy_SelectDoorFive_1000x2100mm-NFR | 3 | n/a | n/a | Dimensions | n/a | n/a | n/a
PlantStopWidth | n/a | 1900-12-31T23:59:59 | Submitted:Submitted for Approval | Type | nbl_DoorsetSystem_AssaAbloy_SelectDoorFive_1000x2100mm-NFR | 44 | n/a | n/a | Dimensions | n/a | n/a | n/a
RebateDepth | n/a | 1900-12-31T23:59:59 | Submitted:Submitted for Approval | Type | nbl_DoorsetSystem_AssaAbloy_SelectDoorFive_1000x2100mm-NFR | 42 | n/a | n/a | Dimensions | n/a | n/a | n/a
RebateWidth | n/a | 1900-12-31T23:59:59 | Submitted:Submitted for Approval | Type | nbl_DoorsetSystem_AssaAbloy_SelectDoorFive_1000x2100mm-NFR | 12 | n/a | n/a | Dimensions | n/a | n/a | n/a
Rough Height | n/a | 1900-12-31T23:59:59 | Submitted:Submitted for Approval | Type | nbl_DoorsetSystem_AssaAbloy_SelectDoorFive_1000x2100mm-NFR | 2100 | n/a | n/a | Dimensions | n/a | n/a | n/a
Rough Width | n/a | 1900-12-31T23:59:59 | Submitted:Submitted for Approval | Type | nbl_DoorsetSystem_AssaAbloy_SelectDoorFive_1000x2100mm-NFR | 1000 | n/a | n/a | Dimensions | n/a | n/a | n/a
StructuralOpeningHeight | n/a | 1900-12-31T23:59:59 | Submitted:Submitted for Approval | Type | nbl_DoorsetSystem_AssaAbloy_SelectDoorFive_1000x2100mm-NFR | 2100 | n/a | n/a | Dimensions | n/a | n/a | n/a
StructuralOpeningWidth | n/a | 1900-12-31T23:59:59 | Submitted:Submitted for Approval | Type | nbl_DoorsetSystem_AssaAbloy_SelectDoorFive_1000x2100mm-NFR | 1000 | n/a | n/a | Dimensions | n/a | n/a | n/a
StructuralTolerance | n/a | 1900-12-31T23:59:59 | Submitted:Submitted for Approval | Type | nbl_DoorsetSystem_AssaAbloy_SelectDoorFive_1000x2100mm-NFR | 5 | n/a | n/a | Dimensions | n/a | n/a | n/a
Thickness | n/a | 1900-12-31T23:59:59 | Submitted:Submitted for Approval | Type | nbl_DoorsetSystem_AssaAbloy_SelectDoorFive_1000x2100mm-NFR | 40 | n/a | n/a | Dimensions | n/a | n/a | n/a
Width | n/a | 1900-12-31T23:59:59 | Submitted:Submitted for Approval | Type | nbl_DoorsetSystem_AssaAbloy_SelectDoorFive_1000x2100mm-NFR | 1000 | n/a | n/a | Dimensions | n/a | n/a | n/a
FireRating | n/a | 1900-12-31T23:59:59 | Submitted:Submitted for Approval | Type | nbl_DoorsetSystem_AssaAbloy_SelectDoorFive_1000x2100mm-NFR | Unrated | n/a | n/a | Fire Protection | n/a | n/a
NBSNote | n/a | 1900-12-31T23:59:59 | Submitted:Submitted for Approval | Type | nbl_DoorsetSystem_AssaAbloy_SelectDoorFive_1000x2100mm-NFR |  | n/a | n/a | General | n/a | n/a
NBSTypeID | n/a | 1900-12-31T23:59:59 | Submitted:Submitted for Approval | Type | nbl_DoorsetSystem_AssaAbloy_SelectDoorFive_1000x2100mm-NFR |  | n/a | n/a | General | n/a | n/a
Uniclass2 | n/a | 1900-12-31T23:59:59 | Submitted:Submitted for Approval | Type | nbl_DoorsetSystem_AssaAbloy_SelectDoorFive_1000x2100mm-NFR | 25-30-20/120 | n/a | n/a | General | n/a | n/a
AccessoryOptions | n/a | 1900-12-31T23:59:59 | Submitted:Submitted for Approval | Type | nbl_DoorsetSystem_AssaAbloy_SelectDoorFive_1000x2100mm-NFR | ScanFlex Signage (male symbol, female symbol, disabled symbol, fire door keep shut, automatic fire door keep clear) | n/a | n/a | Identity Data | n/a | n/a
AcousticRatingOptions | n/a | 1900-12-31T23:59:59 | Submitted:Submitted for Approval | Type | nbl_DoorsetSystem_AssaAbloy_SelectDoorFive_1000x2100mm-NFR | 30 dB (40 mm doorset thickness), 35 dB (62 mm doorset thickness) | n/a | n/a | Identity Data | n/a | n/a
AdditionalHardware | n/a | 1900-12-31T23:59:59 | Submitted:Submitted for Approval | Type | nbl_DoorsetSystem_AssaAbloy_SelectDoorFive_1000x2100mm-NFR |  | n/a | n/a | Identity Data | n/a | n/a
AirTransferGrille | n/a | 1900-12-31T23:59:59 | Submitted:Submitted for Approval | Type | nbl_DoorsetSystem_AssaAbloy_SelectDoorFive_1000x2100mm-NFR | n/a | n/a | n/a | Identity Data | n/a | n/a | n/a
AirTransferGrilleSize | n/a | 1900-12-31T23:59:59 | Submitted:Submitted for Approval | Type | nbl_DoorsetSystem_AssaAbloy_SelectDoorFive_1000x2100mm-NFR |  | n/a | n/a | Identity Data | n/a | n/a
AlternativeDoorsetGlazing | n/a | 1900-12-31T23:59:59 | Submitted:Submitted for Approval | Type | nbl_DoorsetSystem_AssaAbloy_SelectDoorFive_1000x2100mm-NFR |  | n/a | n/a | Identity Data | n/a | n/a
AntiFingerTrapRequirement | n/a | 1900-12-31T23:59:59 | Submitted:Submitted for Approval | Type | nbl_DoorsetSystem_AssaAbloy_SelectDoorFive_1000x2100mm-NFR | n/a | n/a | n/a | Identity Data | n/a | n/a | n/a
Assembly Code | n/a | 1900-12-31T23:59:59 | Submitted:Submitted for Approval | Type | nbl_DoorsetSystem_AssaAbloy_SelectDoorFive_1000x2100mm-NFR |  | n/a | n/a | Identity Data | n/a | n/a
Assembly Description | n/a | 1900-12-31T23:59:59 | Submitted:Submitted for Approval | Type | nbl_DoorsetSystem_AssaAbloy_SelectDoorFive_1000x2100mm-NFR |  | n/a | n/a | Identity Data | n/a | n/a
Author | n/a | 1900-12-31T23:59:59 | Submitted:Submitted for Approval | Type | nbl_DoorsetSystem_AssaAbloy_SelectDoorFive_1000x2100mm-NFR | NBS | n/a | n/a | Identity Data | n/a | n/a
AutomaticHardware | n/a | 1900-12-31T23:59:59 | Submitted:Submitted for Approval | Type | nbl_DoorsetSystem_AssaAbloy_SelectDoorFive_1000x2100mm-NFR |  | n/a | n/a | Identity Data | n/a | n/a
BIMObjectName | n/a | 1900-12-31T23:59:59 | Submitted:Submitted for Approval | Type | nbl_DoorsetSystem_AssaAbloy_SelectDoorFive_1000x2100mm-NFR | nbl_DoorsetSystem_AssaAbloy_SelectDoorFive_1000x2100mm-NFR | n/a | n/a | Identity Data | n/a | n/a
BreakoutFacility | n/a | 1900-12-31T23:59:59 | Submitted:Submitted for Approval | Type | nbl_DoorsetSystem_AssaAbloy_SelectDoorFive_1000x2100mm-NFR | No | n/a | n/a | Identity Data | n/a | n/a
CloserOptions | n/a | 1900-12-31T23:59:59 | Submitted:Submitted for Approval | Type | nbl_DoorsetSystem_AssaAbloy_SelectDoorFive_1000x2100mm-NFR |  | n/a | n/a | Identity Data | n/a | n/a
ComponentNumber | n/a | 1900-12-31T23:59:59 | Submitted:Submitted for Approval | Type | nbl_DoorsetSystem_AssaAbloy_SelectDoorFive_1000x2100mm-NFR |  | n/a | n/a | Identity Data | n/a | n/a
Configuration | n/a | 1900-12-31T23:59:59 | Submitted:Submitted for Approval | Type | nbl_DoorsetSystem_AssaAbloy_SelectDoorFive_1000x2100mm-NFR | Single leaf, single action | n/a | n/a | Identity Data | n/a | n/a
Description | n/a | 1900-12-31T23:59:59 | Submitted:Submitted for Approval | Type | nbl_DoorsetSystem_AssaAbloy_SelectDoorFive_1000x2100mm-NFR | ASSA ABLOY Single Doorset designed for use in an education or health environment such as a typical store room application | n/a | n/a | Identity Data | n/a | n/a
DoorNumber | n/a | 1900-12-31T23:59:59 | Submitted:Submitted for Approval | Type | nbl_DoorsetSystem_AssaAbloy_SelectDoorFive_1000x2100mm-NFR |  | n/a | n/a | Identity Data | n/a | n/a
DoorSeal | n/a | 1900-12-31T23:59:59 | Submitted:Submitted for Approval | Type | nbl_DoorsetSystem_AssaAbloy_SelectDoorFive_1000x2100mm-NFR | n/a | n/a | n/a | Identity Data | n/a | n/a | n/a
DoorsetFasteners | n/a | 1900-12-31T23:59:59 | Submitted:Submitted for Approval | Type | nbl_DoorsetSystem_AssaAbloy_SelectDoorFive_1000x2100mm-NFR |  | n/a | n/a | Identity Data | n/a | n/a
DoorsetType | n/a | 1900-12-31T23:59:59 | Submitted:Submitted for Approval | Type | nbl_DoorsetSystem_AssaAbloy_SelectDoorFive_1000x2100mm-NFR | Timber | n/a | n/a | Identity Data | n/a | n/a
DoorstopOptions | n/a | 1900-12-31T23:59:59 | Submitted:Submitted for Approval | Type | nbl_DoorsetSystem_AssaAbloy_SelectDoorFive_1000x2100mm-NFR | ScanFlex 95 45 07 or 95 45 06 floor door stop, ScanFlex 95 45 08 or 95 45 45 wall door stop | n/a | n/a | Identity Data | n/a | n/a
Durability | n/a | 1900-12-31T23:59:59 | Submitted:Submitted for Approval | Type | nbl_DoorsetSystem_AssaAbloy_SelectDoorFive_1000x2100mm-NFR | High | n/a | n/a | Identity Data | n/a | n/a
ElectronicLock | n/a | 1900-12-31T23:59:59 | Submitted:Submitted for Approval | Type | nbl_DoorsetSystem_AssaAbloy_SelectDoorFive_1000x2100mm-NFR | n/a | n/a | n/a | Identity Data | n/a | n/a | n/a
EmergencyPanicOperation | n/a | 1900-12-31T23:59:59 | Submitted:Submitted for Approval | Type | nbl_DoorsetSystem_AssaAbloy_SelectDoorFive_1000x2100mm-NFR |  | n/a | n/a | Identity Data | n/a | n/a
FireRatingOptions | n/a | 1900-12-31T23:59:59 | Submitted:Submitted for Approval | Type | nbl_DoorsetSystem_AssaAbloy_SelectDoorFive_1000x2100mm-NFR | Unrated (40 mm doorset thickness), 30 minutes (40 mm doorset thickness), 60 minutes (54 mm doorset thickness) | n/a | n/a | Identity Data | n/a | n/a
FloorFinish | n/a | 1900-12-31T23:59:59 | Submitted:Submitted for Approval | Type | nbl_DoorsetSystem_AssaAbloy_SelectDoorFive_1000x2100mm-NFR |  | n/a | n/a | Identity Data | n/a | n/a
FrameFinish | n/a | 1900-12-31T23:59:59 | Submitted:Submitted for Approval | Type | nbl_DoorsetSystem_AssaAbloy_SelectDoorFive_1000x2100mm-NFR |  | n/a | n/a | Identity Data | n/a | n/a
FrameMaterial | n/a | 1900-12-31T23:59:59 | Submitted:Submitted for Approval | Type | nbl_DoorsetSystem_AssaAbloy_SelectDoorFive_1000x2100mm-NFR |  | n/a | n/a | Identity Data | n/a | n/a
FrameProfile | n/a | 1900-12-31T23:59:59 | Submitted:Submitted for Approval | Type | nbl_DoorsetSystem_AssaAbloy_SelectDoorFive_1000x2100mm-NFR |  | n/a | n/a | Identity Data | n/a | n/a
FrameRevealFiller | n/a | 1900-12-31T23:59:59 | Submitted:Submitted for Approval | Type | nbl_DoorsetSystem_AssaAbloy_SelectDoorFive_1000x2100mm-NFR |  | n/a | n/a | Identity Data | n/a | n/a
FrameSeal | n/a | 1900-12-31T23:59:59 | Submitted:Submitted for Approval | Type | nbl_DoorsetSystem_AssaAbloy_SelectDoorFive_1000x2100mm-NFR | n/a | n/a | n/a | Identity Data | n/a | n/a | n/a
FrameWidthOptions | n/a | 1900-12-31T23:59:59 | Submitted:Submitted for Approval | Type | nbl_DoorsetSystem_AssaAbloy_SelectDoorFive_1000x2100mm-NFR | 100 mm, 122 mm | n/a | n/a | Identity Data | n/a | n/a
GlassThicknessOptions | n/a | 1900-12-31T23:59:59 | Submitted:Submitted for Approval | Type | nbl_DoorsetSystem_AssaAbloy_SelectDoorFive_1000x2100mm-NFR |  | n/a | n/a | Identity Data | n/a | n/a
GlassType | n/a | 1900-12-31T23:59:59 | Submitted:Submitted for Approval | Type | nbl_DoorsetSystem_AssaAbloy_SelectDoorFive_1000x2100mm-NFR | Non fire | n/a | n/a | Identity Data | n/a | n/a
Handing | n/a | 1900-12-31T23:59:59 | Submitted:Submitted for Approval | Type | nbl_DoorsetSystem_AssaAbloy_SelectDoorFive_1000x2100mm-NFR |  | n/a | n/a | Identity Data | n/a | n/a
Hanging | n/a | 1900-12-31T23:59:59 | Submitted:Submitted for Approval | Type | nbl_DoorsetSystem_AssaAbloy_SelectDoorFive_1000x2100mm-NFR | 3228 hinge | n/a | n/a | Identity Data | n/a | n/a
HardwareSet | n/a | 1900-12-31T23:59:59 | Submitted:Submitted for Approval | Type | nbl_DoorsetSystem_AssaAbloy_SelectDoorFive_1000x2100mm-NFR | ASSA | n/a | n/a | Identity Data | n/a | n/a
HeadDetail | n/a | 1900-12-31T23:59:59 | Submitted:Submitted for Approval | Type | nbl_DoorsetSystem_AssaAbloy_SelectDoorFive_1000x2100mm-NFR |  | n/a | n/a | Identity Data | n/a | n/a
Help | n/a | 1900-12-31T23:59:59 | Submitted:Submitted for Approval | Type | nbl_DoorsetSystem_AssaAbloy_SelectDoorFive_1000x2100mm-NFR | www.nationalBIMlibrary.com | n/a | n/a | Identity Data | n/a | n/a
HingeOptions | n/a | 1900-12-31T23:59:59 | Submitted:Submitted for Approval | Type | nbl_DoorsetSystem_AssaAbloy_SelectDoorFive_1000x2100mm-NFR | 3228 hinge | n/a | n/a | Identity Data | n/a | n/a
HoldOpen | n/a | 1900-12-31T23:59:59 | Submitted:Submitted for Approval | Type | nbl_DoorsetSystem_AssaAbloy_SelectDoorFive_1000x2100mm-NFR | n/a | n/a | n/a | Identity Data | n/a | n/a | n/a
IssueDate | n/a | 1900-12-31T23:59:59 | Submitted:Submitted for Approval | Type | nbl_DoorsetSystem_AssaAbloy_SelectDoorFive_1000x2100mm-NFR | 2013-12-04 | n/a | n/a | Identity Data | n/a | n/a
JambDetail | n/a | 1900-12-31T23:59:59 | Submitted:Submitted for Approval | Type | nbl_DoorsetSystem_AssaAbloy_SelectDoorFive_1000x2100mm-NFR |  | n/a | n/a | Identity Data | n/a | n/a
KeySuiting | n/a | 1900-12-31T23:59:59 | Submitted:Submitted for Approval | Type | nbl_DoorsetSystem_AssaAbloy_SelectDoorFive_1000x2100mm-NFR |  | n/a | n/a | Identity Data | n/a | n/a
LeafEdgings | n/a | 1900-12-31T23:59:59 | Submitted:Submitted for Approval | Type | nbl_DoorsetSystem_AssaAbloy_SelectDoorFive_1000x2100mm-NFR |  | n/a | n/a | Identity Data | n/a | n/a
LeafFacing | n/a | 1900-12-31T23:59:59 | Submitted:Submitted for Approval | Type | nbl_DoorsetSystem_AssaAbloy_SelectDoorFive_1000x2100mm-NFR | Hardwood Veneer | n/a | n/a | Identity Data | n/a | n/a
LeafFacingOptions | n/a | 1900-12-31T23:59:59 | Submitted:Submitted for Approval | Type | nbl_DoorsetSystem_AssaAbloy_SelectDoorFive_1000x2100mm-NFR | 6 veneers or 120 laminate colours | n/a | n/a | Identity Data | n/a | n/a
LeafSwing | n/a | 1900-12-31T23:59:59 | Submitted:Submitted for Approval | Type | nbl_DoorsetSystem_AssaAbloy_SelectDoorFive_1000x2100mm-NFR |  | n/a | n/a | Identity Data | n/a | n/a
LeverHandleOptions | n/a | 1900-12-31T23:59:59 | Submitted:Submitted for Approval | Type | nbl_DoorsetSystem_AssaAbloy_SelectDoorFive_1000x2100mm-NFR | ScanFlex 95 45 03 Nordic L, 95 44 95 Nordic U or 95 45 20 Copenhagen lever handle | n/a | n/a | Identity Data | n/a | n/a
LockcaseOptions | n/a | 1900-12-31T23:59:59 | Submitted:Submitted for Approval | Type | nbl_DoorsetSystem_AssaAbloy_SelectDoorFive_1000x2100mm-NFR | Please refer to technical literature for available options | n/a | n/a | Identity Data | n/a | n/a
Manufacturer | n/a | 1900-12-31T23:59:59 | Submitted:Submitted for Approval | Type | nbl_DoorsetSystem_AssaAbloy_SelectDoorFive_1000x2100mm-NFR | ASSA ABLOY LTD | n/a | n/a | Identity Data | n/a | n/a
ManufacturerURL | n/a | 1900-12-31T23:59:59 | Submitted:Submitted for Approval | Type | nbl_DoorsetSystem_AssaAbloy_SelectDoorFive_1000x2100mm-NFR | www.assaabloy.co.uk | n/a | n/a | Identity Data | n/a | n/a
ModelReference | n/a | 1900-12-31T23:59:59 | Submitted:Submitted for Approval | Type | nbl_DoorsetSystem_AssaAbloy_SelectDoorFive_1000x2100mm-NFR | Select Door Five | n/a | n/a | Identity Data | n/a | n/a
NBSDescription | n/a | 1900-12-31T23:59:59 | Submitted:Submitted for Approval | Type | nbl_DoorsetSystem_AssaAbloy_SelectDoorFive_1000x2100mm-NFR | Doorset system | n/a | n/a | Identity Data | n/a | n/a
NBSReference | n/a | 1900-12-31T23:59:59 | Submitted:Submitted for Approval | Type | nbl_DoorsetSystem_AssaAbloy_SelectDoorFive_1000x2100mm-NFR | 25-50-20/120 | n/a | n/a | Identity Data | n/a | n/a
OmniClass Number | n/a | 1900-12-31T23:59:59 | Submitted:Submitted for Approval | Type | nbl_DoorsetSystem_AssaAbloy_SelectDoorFive_1000x2100mm-NFR |  | n/a | n/a | Identity Data | n/a | n/a
OmniClass Title | n/a | 1900-12-31T23:59:59 | Submitted:Submitted for Approval | Type | nbl_DoorsetSystem_AssaAbloy_SelectDoorFive_1000x2100mm-NFR |  | n/a | n/a | Identity Data | n/a | n/a
OpeningMechanism | n/a | 1900-12-31T23:59:59 | Submitted:Submitted for Approval | Type | nbl_DoorsetSystem_AssaAbloy_SelectDoorFive_1000x2100mm-NFR | n/a | n/a | n/a | Identity Data | n/a | n/a | n/a
Operating | n/a | 1900-12-31T23:59:59 | Submitted:Submitted for Approval | Type | nbl_DoorsetSystem_AssaAbloy_SelectDoorFive_1000x2100mm-NFR | ScanFlex 95 44 95 Nordic U lever handle | n/a | n/a | Identity Data | n/a | n/a
OverPanels | n/a | 1900-12-31T23:59:59 | Submitted:Submitted for Approval | Type | nbl_DoorsetSystem_AssaAbloy_SelectDoorFive_1000x2100mm-NFR |  | n/a | n/a | Identity Data | n/a | n/a
PlatesAndStops | n/a | 1900-12-31T23:59:59 | Submitted:Submitted for Approval | Type | nbl_DoorsetSystem_AssaAbloy_SelectDoorFive_1000x2100mm-NFR | 95 45 06 ScanFlex floor door stop, Kick Plate (min. 200 mm high) | n/a | n/a | Identity Data | n/a | n/a
Securing | n/a | 1900-12-31T23:59:59 | Submitted:Submitted for Approval | Type | nbl_DoorsetSystem_AssaAbloy_SelectDoorFive_1000x2100mm-NFR | Assa Modular lock, P600 cylinder | n/a | n/a | Identity Data | n/a | n/a
SidePanels | n/a | 1900-12-31T23:59:59 | Submitted:Submitted for Approval | Type | nbl_DoorsetSystem_AssaAbloy_SelectDoorFive_1000x2100mm-NFR |  | n/a | n/a | Identity Data | n/a | n/a
SignageFire | n/a | 1900-12-31T23:59:59 | Submitted:Submitted for Approval | Type | nbl_DoorsetSystem_AssaAbloy_SelectDoorFive_1000x2100mm-NFR |  | n/a | n/a | Identity Data | n/a | n/a
SignageSecurity | n/a | 1900-12-31T23:59:59 | Submitted:Submitted for Approval | Type | nbl_DoorsetSystem_AssaAbloy_SelectDoorFive_1000x2100mm-NFR |  | n/a | n/a | Identity Data | n/a | n/a
SignageWayfinding | n/a | 1900-12-31T23:59:59 | Submitted:Submitted for Approval | Type | nbl_DoorsetSystem_AssaAbloy_SelectDoorFive_1000x2100mm-NFR |  | n/a | n/a | Identity Data | n/a | n/a
StructuralOpeningOptions | n/a | 1900-12-31T23:59:59 | Submitted:Submitted for Approval | Type | nbl_DoorsetSystem_AssaAbloy_SelectDoorFive_1000x2100mm-NFR | 700 x 2100 mm, 800 x 2100 mm, 900 x 2100 mm, 1000 x 2100 mm, 1100 x 2100 mm | n/a | n/a | Identity Data | n/a | n/a
SuitableEnvironment | n/a | 1900-12-31T23:59:59 | Submitted:Submitted for Approval | Type | nbl_DoorsetSystem_AssaAbloy_SelectDoorFive_1000x2100mm-NFR | Education/health | n/a | n/a | Identity Data | n/a | n/a
SuitableLocation | n/a | 1900-12-31T23:59:59 | Submitted:Submitted for Approval | Type | nbl_DoorsetSystem_AssaAbloy_SelectDoorFive_1000x2100mm-NFR | Store room | n/a | n/a | Identity Data | n/a | n/a
SystemAccessories | n/a | 1900-12-31T23:59:59 | Submitted:Submitted for Approval | Type | nbl_DoorsetSystem_AssaAbloy_SelectDoorFive_1000x2100mm-NFR |  | n/a | n/a | Identity Data | n/a | n/a
ThresholdBase | n/a | 1900-12-31T23:59:59 | Submitted:Submitted for Approval | Type | nbl_DoorsetSystem_AssaAbloy_SelectDoorFive_1000x2100mm-NFR |  | n/a | n/a | Identity Data | n/a | n/a
ThresholdStripping | n/a | 1900-12-31T23:59:59 | Submitted:Submitted for Approval | Type | nbl_DoorsetSystem_AssaAbloy_SelectDoorFive_1000x2100mm-NFR | n/a | n/a | n/a | Identity Data | n/a | n/a | n/a
Trim | n/a | 1900-12-31T23:59:59 | Submitted:Submitted for Approval | Type | nbl_DoorsetSystem_AssaAbloy_SelectDoorFive_1000x2100mm-NFR |  | n/a | n/a | Identity Data | n/a | n/a
Type Mark | n/a | 1900-12-31T23:59:59 | Submitted:Submitted for Approval | Type | nbl_DoorsetSystem_AssaAbloy_SelectDoorFive_1000x2100mm-NFR | 171 | n/a | n/a | Identity Data | n/a | n/a
Version | n/a | 1900-12-31T23:59:59 | Submitted:Submitted for Approval | Type | nbl_DoorsetSystem_AssaAbloy_SelectDoorFive_1000x2100mm-NFR | 1.0 | n/a | n/a | Identity Data | n/a | n/a
VisionPanelConfiguration | n/a | 1900-12-31T23:59:59 | Submitted:Submitted for Approval | Type | nbl_DoorsetSystem_AssaAbloy_SelectDoorFive_1000x2100mm-NFR |  | n/a | n/a | Identity Data | n/a | n/a
VisionPanelOptions | n/a | 1900-12-31T23:59:59 | Submitted:Submitted for Approval | Type | nbl_DoorsetSystem_AssaAbloy_SelectDoorFive_1000x2100mm-NFR |  | n/a | n/a | Identity Data | n/a | n/a
ArchitraveMaterial | n/a | 1900-12-31T23:59:59 | Submitted:Submitted for Approval | Type | nbl_DoorsetSystem_AssaAbloy_SelectDoorFive_1000x2100mm-NFR | nbl_ConceptSolid | n/a | n/a | Materials and Finishes | n/a | n/a
Frame/MullionMaterial | n/a | 1900-12-31T23:59:59 | Submitted:Submitted for Approval | Type | nbl_DoorsetSystem_AssaAbloy_SelectDoorFive_1000x2100mm-NFR | nbl_ConceptSolid | n/a | n/a | Materials and Finishes | n/a | n/a
HardwareFinish | n/a | 1900-12-31T23:59:59 | Submitted:Submitted for Approval | Type | nbl_DoorsetSystem_AssaAbloy_SelectDoorFive_1000x2100mm-NFR | nbl_ConceptSolid | n/a | n/a | Materials and Finishes | n/a | n/a
LeafMaterial | n/a | 1900-12-31T23:59:59 | Submitted:Submitted for Approval | Type | nbl_DoorsetSystem_AssaAbloy_SelectDoorFive_1000x2100mm-NFR | nbl_ConceptSolid | n/a | n/a | Materials and Finishes | n/a | n/a
AccessibilityPerformance | n/a | 1900-12-31T23:59:59 | Submitted:Submitted for Approval | Type | nbl_DoorsetSystem_AssaAbloy_SelectDoorFive_1000x2100mm-NFR |  | n/a | n/a | Other | n/a | n/a
AssetIdentifier | n/a | 1900-12-31T23:59:59 | Submitted:Submitted for Approval | Type | nbl_DoorsetSystem_AssaAbloy_SelectDoorFive_1000x2100mm-NFR |  | n/a | n/a | Other | n/a | n/a
BarCode | n/a | 1900-12-31T23:59:59 | Submitted:Submitted for Approval | Type | nbl_DoorsetSystem_AssaAbloy_SelectDoorFive_1000x2100mm-NFR |  | n/a | n/a | Other | n/a | n/a
CodePerformance | n/a | 1900-12-31T23:59:59 | Submitted:Submitted for Approval | Type | nbl_DoorsetSystem_AssaAbloy_SelectDoorFive_1000x2100mm-NFR |  | n/a | n/a | Other | n/a | n/a
Colour | n/a | 1900-12-31T23:59:59 | Submitted:Submitted for Approval | Type | nbl_DoorsetSystem_AssaAbloy_SelectDoorFive_1000x2100mm-NFR |  | n/a | n/a | Other | n/a | n/a
Constituents | n/a | 1900-12-31T23:59:59 | Submitted:Submitted for Approval | Type | nbl_DoorsetSystem_AssaAbloy_SelectDoorFive_1000x2100mm-NFR |  | n/a | n/a | Other | n/a | n/a
Documentation | n/a | 1900-12-31T23:59:59 | Submitted:Submitted for Approval | Type | nbl_DoorsetSystem_AssaAbloy_SelectDoorFive_1000x2100mm-NFR |  | n/a | n/a | Other | n/a | n/a
DocumentReference | n/a | 1900-12-31T23:59:59 | Submitted:Submitted for Approval | Type | nbl_DoorsetSystem_AssaAbloy_SelectDoorFive_1000x2100mm-NFR | www.assaabloy.co.uk | n/a | n/a | Other | n/a | n/a
Features | n/a | 1900-12-31T23:59:59 | Submitted:Submitted for Approval | Type | nbl_DoorsetSystem_AssaAbloy_SelectDoorFive_1000x2100mm-NFR |  | n/a | n/a | Other | n/a | n/a
Finish | n/a | 1900-12-31T23:59:59 | Submitted:Submitted for Approval | Type | nbl_DoorsetSystem_AssaAbloy_SelectDoorFive_1000x2100mm-NFR |  | n/a | n/a | Other | n/a | n/a
Grade | n/a | 1900-12-31T23:59:59 | Submitted:Submitted for Approval | Type | nbl_DoorsetSystem_AssaAbloy_SelectDoorFive_1000x2100mm-NFR |  | n/a | n/a | Other | n/a | n/a
InstallationDate | n/a | 1900-12-31T23:59:59 | Submitted:Submitted for Approval | Type | nbl_DoorsetSystem_AssaAbloy_SelectDoorFive_1000x2100mm-NFR |  | n/a | n/a | Other | n/a | n/a
LifeCyclePhase | n/a | 1900-12-31T23:59:59 | Submitted:Submitted for Approval | Type | nbl_DoorsetSystem_AssaAbloy_SelectDoorFive_1000x2100mm-NFR |  | n/a | n/a | Other | n/a | n/a
Material | n/a | 1900-12-31T23:59:59 | Submitted:Submitted for Approval | Type | nbl_DoorsetSystem_AssaAbloy_SelectDoorFive_1000x2100mm-NFR |  | n/a | n/a | Other | n/a | n/a
MethodOfMeasurement | n/a | 1900-12-31T23:59:59 | Submitted:Submitted for Approval | Type | nbl_DoorsetSystem_AssaAbloy_SelectDoorFive_1000x2100mm-NFR |  | n/a | n/a | Other | n/a | n/a
ModelLabel | n/a | 1900-12-31T23:59:59 | Submitted:Submitted for Approval | Type | nbl_DoorsetSystem_AssaAbloy_SelectDoorFive_1000x2100mm-NFR |  | n/a | n/a | Other | n/a | n/a
NominalHeight | n/a | 1900-12-31T23:59:59 | Submitted:Submitted for Approval | Type | nbl_DoorsetSystem_AssaAbloy_SelectDoorFive_1000x2100mm-NFR | 2100 | n/a | n/a | Other | n/a | n/a | n/a
NominalLength | n/a | 1900-12-31T23:59:59 | Submitted:Submitted for Approval | Type | nbl_DoorsetSystem_AssaAbloy_SelectDoorFive_1000x2100mm-NFR | 0 | n/a | n/a | Other | n/a | n/a | n/a
NominalWidth | n/a | 1900-12-31T23:59:59 | Submitted:Submitted for Approval | Type | nbl_DoorsetSystem_AssaAbloy_SelectDoorFive_1000x2100mm-NFR | 1000 | n/a | n/a | Other | n/a | n/a | n/a
Process | n/a | 1900-12-31T23:59:59 | Submitted:Submitted for Approval | Type | nbl_DoorsetSystem_AssaAbloy_SelectDoorFive_1000x2100mm-NFR |  | n/a | n/a | Other | n/a | n/a
ProductionYear | n/a | 1900-12-31T23:59:59 | Submitted:Submitted for Approval | Type | nbl_DoorsetSystem_AssaAbloy_SelectDoorFive_1000x2100mm-NFR |  | n/a | n/a | Other | n/a | n/a
ReferenceStandard | n/a | 1900-12-31T23:59:59 | Submitted:Submitted for Approval | Type | nbl_DoorsetSystem_AssaAbloy_SelectDoorFive_1000x2100mm-NFR |  | n/a | n/a | Other | n/a | n/a
ReplacementCost | n/a | 1900-12-31T23:59:59 | Submitted:Submitted for Approval | Type | nbl_DoorsetSystem_AssaAbloy_SelectDoorFive_1000x2100mm-NFR |  | n/a | n/a | Other | n/a | n/a
SerialNumber | n/a | 1900-12-31T23:59:59 | Submitted:Submitted for Approval | Type | nbl_DoorsetSystem_AssaAbloy_SelectDoorFive_1000x2100mm-NFR |  | n/a | n/a | Other | n/a | n/a
ServiceLifeDuration | n/a | 1900-12-31T23:59:59 | Submitted:Submitted for Approval | Type | nbl_DoorsetSystem_AssaAbloy_SelectDoorFive_1000x2100mm-NFR |  | n/a | n/a | Other | n/a | n/a
ServiceLifeType | n/a | 1900-12-31T23:59:59 | Submitted:Submitted for Approval | Type | nbl_DoorsetSystem_AssaAbloy_SelectDoorFive_1000x2100mm-NFR |  | n/a | n/a | Other | n/a | n/a
Shape | n/a | 1900-12-31T23:59:59 | Submitted:Submitted for Approval | Type | nbl_DoorsetSystem_AssaAbloy_SelectDoorFive_1000x2100mm-NFR | Rectangle | n/a | n/a | Other | n/a | n/a
Size | n/a | 1900-12-31T23:59:59 | Submitted:Submitted for Approval | Type | nbl_DoorsetSystem_AssaAbloy_SelectDoorFive_1000x2100mm-NFR | 1000 x 2100 mm | n/a | n/a | Other | n/a | n/a
SustainabilityPerformance | n/a | 1900-12-31T23:59:59 | Submitted:Submitted for Approval | Type | nbl_DoorsetSystem_AssaAbloy_SelectDoorFive_1000x2100mm-NFR |  | n/a | n/a | Other | n/a | n/a
TagNumber | n/a | 1900-12-31T23:59:59 | Submitted:Submitted for Approval | Type | nbl_DoorsetSystem_AssaAbloy_SelectDoorFive_1000x2100mm-NFR |  | n/a | n/a | Other | n/a | n/a
WarrantyDescription | n/a | 1900-12-31T23:59:59 | Submitted:Submitted for Approval | Type | nbl_DoorsetSystem_AssaAbloy_SelectDoorFive_1000x2100mm-NFR |  | n/a | n/a | Other | n/a | n/a
WarrantyDurationLabour | n/a | 1900-12-31T23:59:59 | Submitted:Submitted for Approval | Type | nbl_DoorsetSystem_AssaAbloy_SelectDoorFive_1000x2100mm-NFR |  | n/a | n/a | Other | n/a | n/a
WarrantyDurationParts | n/a | 1900-12-31T23:59:59 | Submitted:Submitted for Approval | Type | nbl_DoorsetSystem_AssaAbloy_SelectDoorFive_1000x2100mm-NFR |  | n/a | n/a | Other | n/a | n/a
WarrantyGuarantorLabour | n/a | 1900-12-31T23:59:59 | Submitted:Submitted for Approval | Type | nbl_DoorsetSystem_AssaAbloy_SelectDoorFive_1000x2100mm-NFR |  | n/a | n/a | Other | n/a | n/a
WarrantyGuarantorParts | n/a | 1900-12-31T23:59:59 | Submitted:Submitted for Approval | Type | nbl_DoorsetSystem_AssaAbloy_SelectDoorFive_1000x2100mm-NFR |  | n/a | n/a | Other | n/a | n/a
WarrantyStartDate | n/a | 1900-12-31T23:59:59 | Submitted:Submitted for Approval | Type | nbl_DoorsetSystem_AssaAbloy_SelectDoorFive_1000x2100mm-NFR |  | n/a | n/a | Other | n/a | n/a
Reference | n/a | 1900-12-31T23:59:59 | Submitted:Submitted for Approval | Component | nbl_DrsetSym_AssaAbloy_SelectDoorFive:nbl_DoorsetSystem_AssaAbloy_SelectDoorFive_1000x2100mm-NFR:160758 |  | n/a | n/a | Pset_DoorCommon | n/a | n/a
IsExternal | n/a | 1900-12-31T23:59:59 | Submitted:Submitted for Approval | Component | nbl_DrsetSym_AssaAbloy_SelectDoorFive:nbl_DoorsetSystem_AssaAbloy_SelectDoorFive_1000x2100mm-NFR:160758 | n/a | n/a | n/a | Pset_DoorCommon | n/a | n/a | n/a
FireRating | n/a | 1900-12-31T23:59:59 | Submitted:Submitted for Approval | Component | nbl_DrsetSym_AssaAbloy_SelectDoorFive:nbl_DoorsetSystem_AssaAbloy_SelectDoorFive_1000x2100mm-NFR:160758 | Unrated | n/a | n/a | Pset_DoorCommon | n/a | n/a
ThermalTransmittance | n/a | 1900-12-31T23:59:59 | Submitted:Submitted for Approval | Component | nbl_DrsetSym_AssaAbloy_SelectDoorFive:nbl_DoorsetSystem_AssaAbloy_SelectDoorFive_1000x2100mm-NFR:160758 | 0 | n/a | n/a | Pset_DoorCommon | n/a | n/a | n/a
AcousticRating | n/a | 1900-12-31T23:59:59 | Submitted:Submitted for Approval | Component | nbl_DrsetSym_AssaAbloy_SelectDoorFive:nbl_DoorsetSystem_AssaAbloy_SelectDoorFive_1000x2100mm-NFR:160758 | 30 dB | n/a | n/a | Pset_DoorCommon | n/a | n/a
SecurityRating | n/a | 1900-12-31T23:59:59 | Submitted:Submitted for Approval | Component | nbl_DrsetSym_AssaAbloy_SelectDoorFive:nbl_DoorsetSystem_AssaAbloy_SelectDoorFive_1000x2100mm-NFR:160758 |  | n/a | n/a | Pset_DoorCommon | n/a | n/a
HandicapAccessible | n/a | 1900-12-31T23:59:59 | Submitted:Submitted for Approval | Component | nbl_DrsetSym_AssaAbloy_SelectDoorFive:nbl_DoorsetSystem_AssaAbloy_SelectDoorFive_1000x2100mm-NFR:160758 | n/a | n/a | n/a | Pset_DoorCommon | n/a | n/a | n/a
FireExit | n/a | 1900-12-31T23:59:59 | Submitted:Submitted for Approval | Component | nbl_DrsetSym_AssaAbloy_SelectDoorFive:nbl_DoorsetSystem_AssaAbloy_SelectDoorFive_1000x2100mm-NFR:160758 | n/a | n/a | n/a | Pset_DoorCommon | n/a | n/a | n/a
SelfClosing | n/a | 1900-12-31T23:59:59 | Submitted:Submitted for Approval | Component | nbl_DrsetSym_AssaAbloy_SelectDoorFive:nbl_DoorsetSystem_AssaAbloy_SelectDoorFive_1000x2100mm-NFR:160758 | n/a | n/a | n/a | Pset_DoorCommon | n/a | n/a | n/a
SmokeStop | n/a | 1900-12-31T23:59:59 | Submitted:Submitted for Approval | Component | nbl_DrsetSym_AssaAbloy_SelectDoorFive:nbl_DoorsetSystem_AssaAbloy_SelectDoorFive_1000x2100mm-NFR:160758 | n/a | n/a | n/a | Pset_DoorCommon | n/a | n/a | n/a
GlazingAreaFraction | n/a | 1900-12-31T23:59:59 | Submitted:Submitted for Approval | Component | nbl_DrsetSym_AssaAbloy_SelectDoorFive:nbl_DoorsetSystem_AssaAbloy_SelectDoorFive_1000x2100mm-NFR:160758 | 0 | n/a | n/a | Pset_DoorCommon | n/a | n/a | n/a
Infiltration | n/a | 1900-12-31T23:59:59 | Submitted:Submitted for Approval | Component | nbl_DrsetSym_AssaAbloy_SelectDoorFive:nbl_DoorsetSystem_AssaAbloy_SelectDoorFive_1000x2100mm-NFR:160758 | 0 | n/a | n/a | Pset_DoorCommon | n/a | n/a | n/a
ModelReference | n/a | 1900-12-31T23:59:59 | Submitted:Submitted for Approval | Component | nbl_DrsetSym_AssaAbloy_SelectDoorFive:nbl_DoorsetSystem_AssaAbloy_SelectDoorFive_1000x2100mm-NFR:160758 | Select Door Five | n/a | n/a | Pset_ManufacturerTypeInformation | n/a | n/a
ModelLabel | n/a | 1900-12-31T23:59:59 | Submitted:Submitted for Approval | Component | nbl_DrsetSym_AssaAbloy_SelectDoorFive:nbl_DoorsetSystem_AssaAbloy_SelectDoorFive_1000x2100mm-NFR:160758 |  | n/a | n/a | Pset_ManufacturerTypeInformation | n/a | n/a
Manufacturer | n/a | 1900-12-31T23:59:59 | Submitted:Submitted for Approval | Component | nbl_DrsetSym_AssaAbloy_SelectDoorFive:nbl_DoorsetSystem_AssaAbloy_SelectDoorFive_1000x2100mm-NFR:160758 | ASSA ABLOY LTD | n/a | n/a | Pset_ManufacturerTypeInformation | n/a | n/a
ProductionYear | n/a | 1900-12-31T23:59:59 | Submitted:Submitted for Approval | Component | nbl_DrsetSym_AssaAbloy_SelectDoorFive:nbl_DoorsetSystem_AssaAbloy_SelectDoorFive_1000x2100mm-NFR:160758 |  | n/a | n/a | Pset_ManufacturerTypeInformation | n/a | n/a
Level | n/a | 1900-12-31T23:59:59 | Submitted:Submitted for Approval | Component | nbl_DrsetSym_AssaAbloy_SelectDoorFive:nbl_DoorsetSystem_AssaAbloy_SelectDoorFive_1000x2100mm-NFR:160758 | Level: Ground Floor | n/a | n/a | Constraints | n/a | n/a
Sill Height | n/a | 1900-12-31T23:59:59 | Submitted:Submitted for Approval | Component | nbl_DrsetSym_AssaAbloy_SelectDoorFive:nbl_DoorsetSystem_AssaAbloy_SelectDoorFive_1000x2100mm-NFR:160758 | 0 | n/a | n/a | Constraints | n/a | n/a | n/a
ArchitraveBackRequired | n/a | 1900-12-31T23:59:59 | Submitted:Submitted for Approval | Component | nbl_DrsetSym_AssaAbloy_SelectDoorFive:nbl_DoorsetSystem_AssaAbloy_SelectDoorFive_1000x2100mm-NFR:160758 | TRUE | n/a | n/a | Construction | n/a | n/a | n/a
ArchitraveFrontRequired | n/a | 1900-12-31T23:59:59 | Submitted:Submitted for Approval | Component | nbl_DrsetSym_AssaAbloy_SelectDoorFive:nbl_DoorsetSystem_AssaAbloy_SelectDoorFive_1000x2100mm-NFR:160758 | TRUE | n/a | n/a | Construction | n/a | n/a | n/a
ExtensionLining | n/a | 1900-12-31T23:59:59 | Submitted:Submitted for Approval | Component | nbl_DrsetSym_AssaAbloy_SelectDoorFive:nbl_DoorsetSystem_AssaAbloy_SelectDoorFive_1000x2100mm-NFR:160758 | n/a | n/a | n/a | Construction | n/a | n/a | n/a
ArchitraveSetbackFromFrameFace | n/a | 1900-12-31T23:59:59 | Submitted:Submitted for Approval | Component | nbl_DrsetSym_AssaAbloy_SelectDoorFive:nbl_DoorsetSystem_AssaAbloy_SelectDoorFive_1000x2100mm-NFR:160758 | 5 | n/a | n/a | Dimensions | n/a | n/a | n/a
ArchitraveThickness | n/a | 1900-12-31T23:59:59 | Submitted:Submitted for Approval | Component | nbl_DrsetSym_AssaAbloy_SelectDoorFive:nbl_DoorsetSystem_AssaAbloy_SelectDoorFive_1000x2100mm-NFR:160758 | 15 | n/a | n/a | Dimensions | n/a | n/a | n/a
ArchitraveWidth | n/a | 1900-12-31T23:59:59 | Submitted:Submitted for Approval | Component | nbl_DrsetSym_AssaAbloy_SelectDoorFive:nbl_DoorsetSystem_AssaAbloy_SelectDoorFive_1000x2100mm-NFR:160758 | 45 | n/a | n/a | Dimensions | n/a | n/a | n/a
FrameSetback | n/a | 1900-12-31T23:59:59 | Submitted:Submitted for Approval | Component | nbl_DrsetSym_AssaAbloy_SelectDoorFive:nbl_DoorsetSystem_AssaAbloy_SelectDoorFive_1000x2100mm-NFR:160758 | 0 | n/a | n/a | Dimensions | n/a | n/a | n/a
FrameWidth | n/a | 1900-12-31T23:59:59 | Submitted:Submitted for Approval | Component | nbl_DrsetSym_AssaAbloy_SelectDoorFive:nbl_DoorsetSystem_AssaAbloy_SelectDoorFive_1000x2100mm-NFR:160758 | 120 | n/a | n/a | Dimensions | n/a | n/a | n/a
LeafHeight | n/a | 1900-12-31T23:59:59 | Submitted:Submitted for Approval | Component | nbl_DrsetSym_AssaAbloy_SelectDoorFive:nbl_DoorsetSystem_AssaAbloy_SelectDoorFive_1000x2100mm-NFR:160758 | 2057 | n/a | n/a | Dimensions | n/a | n/a | n/a
Undercut | n/a | 1900-12-31T23:59:59 | Submitted:Submitted for Approval | Component | nbl_DrsetSym_AssaAbloy_SelectDoorFive:nbl_DoorsetSystem_AssaAbloy_SelectDoorFive_1000x2100mm-NFR:160758 | 7 | n/a | n/a | Dimensions | n/a | n/a | n/a
WallThickness | n/a | 1900-12-31T23:59:59 | Submitted:Submitted for Approval | Component | nbl_DrsetSym_AssaAbloy_SelectDoorFive:nbl_DoorsetSystem_AssaAbloy_SelectDoorFive_1000x2100mm-NFR:160758 | 180 | n/a | n/a | Dimensions | n/a | n/a | n/a
Mark | n/a | 1900-12-31T23:59:59 | Submitted:Submitted for Approval | Component | nbl_DrsetSym_AssaAbloy_SelectDoorFive:nbl_DoorsetSystem_AssaAbloy_SelectDoorFive_1000x2100mm-NFR:160758 | 27 | n/a | n/a | Identity Data | n/a | n/a
Head Height | n/a | 1900-12-31T23:59:59 | Submitted:Submitted for Approval | Component | nbl_DrsetSym_AssaAbloy_SelectDoorFive:nbl_DoorsetSystem_AssaAbloy_SelectDoorFive_1000x2100mm-NFR:160758 | 2100 | n/a | n/a | Other | n/a | n/a | n/a
Phase Created | n/a | 1900-12-31T23:59:59 | Submitted:Submitted for Approval | Component | nbl_DrsetSym_AssaAbloy_SelectDoorFive:nbl_DoorsetSystem_AssaAbloy_SelectDoorFive_1000x2100mm-NFR:160758 | New Construction | n/a | n/a | Phasing | n/a | n/a
Analytic Construction | n/a | 1900-12-31T23:59:59 | Submitted:Submitted for Approval | Type | 1010X2100 | <None> | n/a | n/a | Analytical Properties | n/a | n/a
Construction Type | n/a | 1900-12-31T23:59:59 | Submitted:Submitted for Approval | Type | 1010X2100 |  | n/a | n/a | Construction | n/a | n/a
FrameType | n/a | 1900-12-31T23:59:59 | Submitted:Submitted for Approval | Type | 1010X2100 | nbl_DoorFrameRbtd: nbl_DoorFrameRbtd | n/a | n/a | Construction | n/a | n/a
Function | n/a | 1900-12-31T23:59:59 | Submitted:Submitted for Approval | Type | 1010X2100 | Interior | n/a | n/a | Construction | n/a | n/a
PlantedStopRequired | n/a | 1900-12-31T23:59:59 | Submitted:Submitted for Approval | Type | 1010X2100 | TRUE | n/a | n/a | Construction | n/a | n/a | n/a
ClearOpeningWidth | n/a | 1900-12-31T23:59:59 | Submitted:Submitted for Approval | Type | 1010X2100 | 906 | n/a | n/a | Dimensions | n/a | n/a | n/a
FrameSetback | n/a | 1900-12-31T23:59:59 | Submitted:Submitted for Approval | Type | 1010X2100 | 0 | n/a | n/a | Dimensions | n/a | n/a | n/a
FrameThickness | n/a | 1900-12-31T23:59:59 | Submitted:Submitted for Approval | Type | 1010X2100 | 32 | n/a | n/a | Dimensions | n/a | n/a | n/a
Height | n/a | 1900-12-31T23:59:59 | Submitted:Submitted for Approval | Type | 1010X2100 | 2100 | n/a | n/a | Dimensions | n/a | n/a | n/a
LeafHeight | n/a | 1900-12-31T23:59:59 | Submitted:Submitted for Approval | Type | 1010X2100 | 2050 | n/a | n/a | Dimensions | n/a | n/a | n/a
LeafThickness | n/a | 1900-12-31T23:59:59 | Submitted:Submitted for Approval | Type | 1010X2100 | 44 | n/a | n/a | Dimensions | n/a | n/a | n/a
MainLeafWidth | n/a | 1900-12-31T23:59:59 | Submitted:Submitted for Approval | Type | 1010X2100 | 926 | n/a | n/a | Dimensions | n/a | n/a | n/a
OpeningTolerance | n/a | 1900-12-31T23:59:59 | Submitted:Submitted for Approval | Type | 1010X2100 | 2 | n/a | n/a | Dimensions | n/a | n/a | n/a
PlantedStopWidthForCalc | n/a | 1900-12-31T23:59:59 | Submitted:Submitted for Approval | Type | 1010X2100 | 12 | n/a | n/a | Dimensions | n/a | n/a | n/a
Rough Height | n/a | 1900-12-31T23:59:59 | Submitted:Submitted for Approval | Type | 1010X2100 | 2100 | n/a | n/a | Dimensions | n/a | n/a | n/a
Rough Width | n/a | 1900-12-31T23:59:59 | Submitted:Submitted for Approval | Type | 1010X2100 | 1010 | n/a | n/a | Dimensions | n/a | n/a | n/a
StructuralOpeningHeight | n/a | 1900-12-31T23:59:59 | Submitted:Submitted for Approval | Type | 1010X2100 | 2100 | n/a | n/a | Dimensions | n/a | n/a | n/a
StructuralOpeningWidth | n/a | 1900-12-31T23:59:59 | Submitted:Submitted for Approval | Type | 1010X2100 | 1010 | n/a | n/a | Dimensions | n/a | n/a | n/a
StructuralTolerance | n/a | 1900-12-31T23:59:59 | Submitted:Submitted for Approval | Type | 1010X2100 | 8 | n/a | n/a | Dimensions | n/a | n/a | n/a
Thickness | n/a | 1900-12-31T23:59:59 | Submitted:Submitted for Approval | Type | 1010X2100 | 44 | n/a | n/a | Dimensions | n/a | n/a | n/a
Undercut | n/a | 1900-12-31T23:59:59 | Submitted:Submitted for Approval | Type | 1010X2100 | 8 | n/a | n/a | Dimensions | n/a | n/a | n/a
Width | n/a | 1900-12-31T23:59:59 | Submitted:Submitted for Approval | Type | 1010X2100 | 1010 | n/a | n/a | Dimensions | n/a | n/a | n/a
Assembly Code | n/a | 1900-12-31T23:59:59 | Submitted:Submitted for Approval | Type | 1010X2100 |  | n/a | n/a | Identity Data | n/a | n/a
Assembly Description | n/a | 1900-12-31T23:59:59 | Submitted:Submitted for Approval | Type | 1010X2100 |  | n/a | n/a | Identity Data | n/a | n/a
Configuration | n/a | 1900-12-31T23:59:59 | Submitted:Submitted for Approval | Type | 1010X2100 | Single | n/a | n/a | Identity Data | n/a | n/a
Description | n/a | 1900-12-31T23:59:59 | Submitted:Submitted for Approval | Type | 1010X2100 | Internal single blank door | n/a | n/a | Identity Data | n/a | n/a
FrameProfile | n/a | 1900-12-31T23:59:59 | Submitted:Submitted for Approval | Type | 1010X2100 |  | n/a | n/a | Identity Data | n/a | n/a
Help | n/a | 1900-12-31T23:59:59 | Submitted:Submitted for Approval | Type | 1010X2100 | www.nationalbimlibrary.com | n/a | n/a | Identity Data | n/a | n/a
IssueDate | n/a | 1900-12-31T23:59:59 | Submitted:Submitted for Approval | Type | 1010X2100 | 12/03/07 | n/a | n/a | Identity Data | n/a | n/a
Keynote | n/a | 1900-12-31T23:59:59 | Submitted:Submitted for Approval | Type | 1010X2100 | 25 50 20 110 | n/a | n/a | Identity Data | n/a | n/a
NBSDescription | n/a | 1900-12-31T23:59:59 | Submitted:Submitted for Approval | Type | 1010X2100 | Doorset system type D | n/a | n/a | Identity Data | n/a | n/a
NBSReference | n/a | 1900-12-31T23:59:59 | Submitted:Submitted for Approval | Type | 1010X2100 | 25-50-20/120D | n/a | n/a | Identity Data | n/a | n/a
OmniClass Number | n/a | 1900-12-31T23:59:59 | Submitted:Submitted for Approval | Type | 1010X2100 |  | n/a | n/a | Identity Data | n/a | n/a
OmniClass Title | n/a | 1900-12-31T23:59:59 | Submitted:Submitted for Approval | Type | 1010X2100 |  | n/a | n/a | Identity Data | n/a | n/a
Type Mark | n/a | 1900-12-31T23:59:59 | Submitted:Submitted for Approval | Type | 1010X2100 | 131 | n/a | n/a | Identity Data | n/a | n/a
Units | n/a | 1900-12-31T23:59:59 | Submitted:Submitted for Approval | Type | 1010X2100 | Metric | n/a | n/a | Identity Data | n/a | n/a
URL | n/a | 1900-12-31T23:59:59 | Submitted:Submitted for Approval | Type | 1010X2100 | www.nationalbimlibrary.com | n/a | n/a | Identity Data | n/a | n/a
Version | n/a | 1900-12-31T23:59:59 | Submitted:Submitted for Approval | Type | 1010X2100 | 1.0 | n/a | n/a | Identity Data | n/a | n/a
VisionPanelConfiguration | n/a | 1900-12-31T23:59:59 | Submitted:Submitted for Approval | Type | 1010X2100 |  | n/a | n/a | Identity Data | n/a | n/a
ArchitraveMaterial | n/a | 1900-12-31T23:59:59 | Submitted:Submitted for Approval | Type | 1010X2100 | nbl_ConceptSolid | n/a | n/a | Materials and Finishes | n/a | n/a
Frame/MullionMaterial | n/a | 1900-12-31T23:59:59 | Submitted:Submitted for Approval | Type | 1010X2100 | nbl_ConceptSolid | n/a | n/a | Materials and Finishes | n/a | n/a
LeafMaterial | n/a | 1900-12-31T23:59:59 | Submitted:Submitted for Approval | Type | 1010X2100 | nbl_ConceptSolid | n/a | n/a | Materials and Finishes | n/a | n/a
Colour | n/a | 1900-12-31T23:59:59 | Submitted:Submitted for Approval | Type | 1010X2100 |  | n/a | n/a | Other | n/a | n/a
Constituents | n/a | 1900-12-31T23:59:59 | Submitted:Submitted for Approval | Type | 1010X2100 |  | n/a | n/a | Other | n/a | n/a
Features | n/a | 1900-12-31T23:59:59 | Submitted:Submitted for Approval | Type | 1010X2100 |  | n/a | n/a | Other | n/a | n/a
Finish | n/a | 1900-12-31T23:59:59 | Submitted:Submitted for Approval | Type | 1010X2100 |  | n/a | n/a | Other | n/a | n/a
Grade | n/a | 1900-12-31T23:59:59 | Submitted:Submitted for Approval | Type | 1010X2100 |  | n/a | n/a | Other | n/a | n/a
Material | n/a | 1900-12-31T23:59:59 | Submitted:Submitted for Approval | Type | 1010X2100 |  | n/a | n/a | Other | n/a | n/a
NominalHeight | n/a | 1900-12-31T23:59:59 | Submitted:Submitted for Approval | Type | 1010X2100 | 2100 | n/a | n/a | Other | n/a | n/a | n/a
NominalLength | n/a | 1900-12-31T23:59:59 | Submitted:Submitted for Approval | Type | 1010X2100 | 0 | n/a | n/a | Other | n/a | n/a | n/a
NominalWidth | n/a | 1900-12-31T23:59:59 | Submitted:Submitted for Approval | Type | 1010X2100 | 1010 | n/a | n/a | Other | n/a | n/a | n/a
ProductionYear | n/a | 1900-12-31T23:59:59 | Submitted:Submitted for Approval | Type | 1010X2100 |  | n/a | n/a | Other | n/a | n/a
ReplacementCost | n/a | 1900-12-31T23:59:59 | Submitted:Submitted for Approval | Type | 1010X2100 |  | n/a | n/a | Other | n/a | n/a
ServiceLifeDuration | n/a | 1900-12-31T23:59:59 | Submitted:Submitted for Approval | Type | 1010X2100 |  | n/a | n/a | Other | n/a | n/a
Shape | n/a | 1900-12-31T23:59:59 | Submitted:Submitted for Approval | Type | 1010X2100 |  | n/a | n/a | Other | n/a | n/a
Size | n/a | 1900-12-31T23:59:59 | Submitted:Submitted for Approval | Type | 1010X2100 |  | n/a | n/a | Other | n/a | n/a
WarrantyDescription | n/a | 1900-12-31T23:59:59 | Submitted:Submitted for Approval | Type | 1010X2100 |  | n/a | n/a | Other | n/a | n/a
WarrantyDurationLabour | n/a | 1900-12-31T23:59:59 | Submitted:Submitted for Approval | Type | 1010X2100 |  | n/a | n/a | Other | n/a | n/a
WarrantyDurationParts | n/a | 1900-12-31T23:59:59 | Submitted:Submitted for Approval | Type | 1010X2100 |  | n/a | n/a | Other | n/a | n/a
WarrantyGuarantorLabour | n/a | 1900-12-31T23:59:59 | Submitted:Submitted for Approval | Type | 1010X2100 |  | n/a | n/a | Other | n/a | n/a
WarrantyGuarantorParts | n/a | 1900-12-31T23:59:59 | Submitted:Submitted for Approval | Type | 1010X2100 |  | n/a | n/a | Other | n/a | n/a
Reference | n/a | 1900-12-31T23:59:59 | Submitted:Submitted for Approval | Component | nbl_Door_Int-Sgl-Blnk:1010X2100:160822 | IS01 | n/a | n/a | Pset_DoorCommon | n/a | n/a
IsExternal | n/a | 1900-12-31T23:59:59 | Submitted:Submitted for Approval | Component | nbl_Door_Int-Sgl-Blnk:1010X2100:160822 | n/a | n/a | n/a | Pset_DoorCommon | n/a | n/a | n/a
FireRating | n/a | 1900-12-31T23:59:59 | Submitted:Submitted for Approval | Component | nbl_Door_Int-Sgl-Blnk:1010X2100:160822 |  | n/a | n/a | Pset_DoorCommon | n/a | n/a
ThermalTransmittance | n/a | 1900-12-31T23:59:59 | Submitted:Submitted for Approval | Component | nbl_Door_Int-Sgl-Blnk:1010X2100:160822 | 0 | n/a | n/a | Pset_DoorCommon | n/a | n/a | n/a
AcousticRating | n/a | 1900-12-31T23:59:59 | Submitted:Submitted for Approval | Component | nbl_Door_Int-Sgl-Blnk:1010X2100:160822 |  | n/a | n/a | Pset_DoorCommon | n/a | n/a
SecurityRating | n/a | 1900-12-31T23:59:59 | Submitted:Submitted for Approval | Component | nbl_Door_Int-Sgl-Blnk:1010X2100:160822 |  | n/a | n/a | Pset_DoorCommon | n/a | n/a
SelfClosing | n/a | 1900-12-31T23:59:59 | Submitted:Submitted for Approval | Component | nbl_Door_Int-Sgl-Blnk:1010X2100:160822 | n/a | n/a | n/a | Pset_DoorCommon | n/a | n/a | n/a
ProductionYear | n/a | 1900-12-31T23:59:59 | Submitted:Submitted for Approval | Component | nbl_Door_Int-Sgl-Blnk:1010X2100:160822 |  | n/a | n/a | Pset_ManufacturerTypeInformation | n/a | n/a
Level | n/a | 1900-12-31T23:59:59 | Submitted:Submitted for Approval | Component | nbl_Door_Int-Sgl-Blnk:1010X2100:160822 | Level: Ground Floor | n/a | n/a | Constraints | n/a | n/a
Sill Height | n/a | 1900-12-31T23:59:59 | Submitted:Submitted for Approval | Component | nbl_Door_Int-Sgl-Blnk:1010X2100:160822 | 0 | n/a | n/a | Constraints | n/a | n/a | n/a
ArchitraveBackRequired | n/a | 1900-12-31T23:59:59 | Submitted:Submitted for Approval | Component | nbl_Door_Int-Sgl-Blnk:1010X2100:160822 | TRUE | n/a | n/a | Construction | n/a | n/a | n/a
ArchitraveFrontRequired | n/a | 1900-12-31T23:59:59 | Submitted:Submitted for Approval | Component | nbl_Door_Int-Sgl-Blnk:1010X2100:160822 | TRUE | n/a | n/a | Construction | n/a | n/a | n/a
DoubleAction | n/a | 1900-12-31T23:59:59 | Submitted:Submitted for Approval | Component | nbl_Door_Int-Sgl-Blnk:1010X2100:160822 | n/a | n/a | n/a | Construction | n/a | n/a | n/a
ExtensionLining | n/a | 1900-12-31T23:59:59 | Submitted:Submitted for Approval | Component | nbl_Door_Int-Sgl-Blnk:1010X2100:160822 | n/a | n/a | n/a | Construction | n/a | n/a | n/a
SingleAction | n/a | 1900-12-31T23:59:59 | Submitted:Submitted for Approval | Component | nbl_Door_Int-Sgl-Blnk:1010X2100:160822 | TRUE | n/a | n/a | Construction | n/a | n/a | n/a
ArchitraveSetbackFromFrameFace | n/a | 1900-12-31T23:59:59 | Submitted:Submitted for Approval | Component | nbl_Door_Int-Sgl-Blnk:1010X2100:160822 | 15 | n/a | n/a | Dimensions | n/a | n/a | n/a
ArchitraveThickness | n/a | 1900-12-31T23:59:59 | Submitted:Submitted for Approval | Component | nbl_Door_Int-Sgl-Blnk:1010X2100:160822 | 45 | n/a | n/a | Dimensions | n/a | n/a | n/a
ArchitraveWidth | n/a | 1900-12-31T23:59:59 | Submitted:Submitted for Approval | Component | nbl_Door_Int-Sgl-Blnk:1010X2100:160822 | 44.0301 | n/a | n/a | Dimensions | n/a | n/a | n/a
FailSafeAngle | n/a | 1900-12-31T23:59:59 | Submitted:Submitted for Approval | Component | nbl_Door_Int-Sgl-Blnk:1010X2100:160822 | 90 | n/a | n/a | Dimensions | n/a | n/a | n/a
FrameWidth | n/a | 1900-12-31T23:59:59 | Submitted:Submitted for Approval | Component | nbl_Door_Int-Sgl-Blnk:1010X2100:160822 | 180 | n/a | n/a | Dimensions | n/a | n/a | n/a
LeafOffsetToFrame | n/a | 1900-12-31T23:59:59 | Submitted:Submitted for Approval | Component | nbl_Door_Int-Sgl-Blnk:1010X2100:160822 | 0 | n/a | n/a | Dimensions | n/a | n/a | n/a
LeafSwingAngleGraphic | n/a | 1900-12-31T23:59:59 | Submitted:Submitted for Approval | Component | nbl_Door_Int-Sgl-Blnk:1010X2100:160822 | 90 | n/a | n/a | Dimensions | n/a | n/a | n/a
RebateDepth | n/a | 1900-12-31T23:59:59 | Submitted:Submitted for Approval | Component | nbl_Door_Int-Sgl-Blnk:1010X2100:160822 | 46 | n/a | n/a | Dimensions | n/a | n/a | n/a
WallThickness | n/a | 1900-12-31T23:59:59 | Submitted:Submitted for Approval | Component | nbl_Door_Int-Sgl-Blnk:1010X2100:160822 | 180 | n/a | n/a | Dimensions | n/a | n/a | n/a
FireRating | n/a | 1900-12-31T23:59:59 | Submitted:Submitted for Approval | Component | nbl_Door_Int-Sgl-Blnk:1010X2100:160822 |  | n/a | n/a | Fire Protection | n/a | n/a
AirTransferGrille | n/a | 1900-12-31T23:59:59 | Submitted:Submitted for Approval | Component | nbl_Door_Int-Sgl-Blnk:1010X2100:160822 | n/a | n/a | n/a | Identity Data | n/a | n/a | n/a
AirTransferGrilleSize | n/a | 1900-12-31T23:59:59 | Submitted:Submitted for Approval | Component | nbl_Door_Int-Sgl-Blnk:1010X2100:160822 |  | n/a | n/a | Identity Data | n/a | n/a
AntiFingerTrapRequirement | n/a | 1900-12-31T23:59:59 | Submitted:Submitted for Approval | Component | nbl_Door_Int-Sgl-Blnk:1010X2100:160822 | n/a | n/a | n/a | Identity Data | n/a | n/a | n/a
BreakOutFacility | n/a | 1900-12-31T23:59:59 | Submitted:Submitted for Approval | Component | nbl_Door_Int-Sgl-Blnk:1010X2100:160822 | n/a | n/a | n/a | Identity Data | n/a | n/a | n/a
ComponentNumber | n/a | 1900-12-31T23:59:59 | Submitted:Submitted for Approval | Component | nbl_Door_Int-Sgl-Blnk:1010X2100:160822 |  | n/a | n/a | Identity Data | n/a | n/a
Decoration | n/a | 1900-12-31T23:59:59 | Submitted:Submitted for Approval | Component | nbl_Door_Int-Sgl-Blnk:1010X2100:160822 |  | n/a | n/a | Identity Data | n/a | n/a
DoorNumber | n/a | 1900-12-31T23:59:59 | Submitted:Submitted for Approval | Component | nbl_Door_Int-Sgl-Blnk:1010X2100:160822 | D13 | n/a | n/a | Identity Data | n/a | n/a
ElectronicLock | n/a | 1900-12-31T23:59:59 | Submitted:Submitted for Approval | Component | nbl_Door_Int-Sgl-Blnk:1010X2100:160822 | n/a | n/a | n/a | Identity Data | n/a | n/a | n/a
FloorFinish | n/a | 1900-12-31T23:59:59 | Submitted:Submitted for Approval | Component | nbl_Door_Int-Sgl-Blnk:1010X2100:160822 |  | n/a | n/a | Identity Data | n/a | n/a
FrameFinish | n/a | 1900-12-31T23:59:59 | Submitted:Submitted for Approval | Component | nbl_Door_Int-Sgl-Blnk:1010X2100:160822 |  | n/a | n/a | Identity Data | n/a | n/a
FrameMaterial | n/a | 1900-12-31T23:59:59 | Submitted:Submitted for Approval | Component | nbl_Door_Int-Sgl-Blnk:1010X2100:160822 |  | n/a | n/a | Identity Data | n/a | n/a
GlassThickness | n/a | 1900-12-31T23:59:59 | Submitted:Submitted for Approval | Component | nbl_Door_Int-Sgl-Blnk:1010X2100:160822 |  | n/a | n/a | Identity Data | n/a | n/a
GlassType | n/a | 1900-12-31T23:59:59 | Submitted:Submitted for Approval | Component | nbl_Door_Int-Sgl-Blnk:1010X2100:160822 |  | n/a | n/a | Identity Data | n/a | n/a
Handing | n/a | 1900-12-31T23:59:59 | Submitted:Submitted for Approval | Component | nbl_Door_Int-Sgl-Blnk:1010X2100:160822 |  | n/a | n/a | Identity Data | n/a | n/a
HardwareSet | n/a | 1900-12-31T23:59:59 | Submitted:Submitted for Approval | Component | nbl_Door_Int-Sgl-Blnk:1010X2100:160822 |  | n/a | n/a | Identity Data | n/a | n/a
HeadDetail | n/a | 1900-12-31T23:59:59 | Submitted:Submitted for Approval | Component | nbl_Door_Int-Sgl-Blnk:1010X2100:160822 |  | n/a | n/a | Identity Data | n/a | n/a
HoldOpen | n/a | 1900-12-31T23:59:59 | Submitted:Submitted for Approval | Component | nbl_Door_Int-Sgl-Blnk:1010X2100:160822 | n/a | n/a | n/a | Identity Data | n/a | n/a | n/a
JambDetail | n/a | 1900-12-31T23:59:59 | Submitted:Submitted for Approval | Component | nbl_Door_Int-Sgl-Blnk:1010X2100:160822 |  | n/a | n/a | Identity Data | n/a | n/a
KeySuiting | n/a | 1900-12-31T23:59:59 | Submitted:Submitted for Approval | Component | nbl_Door_Int-Sgl-Blnk:1010X2100:160822 |  | n/a | n/a | Identity Data | n/a | n/a
LeafEdgings | n/a | 1900-12-31T23:59:59 | Submitted:Submitted for Approval | Component | nbl_Door_Int-Sgl-Blnk:1010X2100:160822 |  | n/a | n/a | Identity Data | n/a | n/a
LeafFacing | n/a | 1900-12-31T23:59:59 | Submitted:Submitted for Approval | Component | nbl_Door_Int-Sgl-Blnk:1010X2100:160822 |  | n/a | n/a | Identity Data | n/a | n/a
LeafSwing | n/a | 1900-12-31T23:59:59 | Submitted:Submitted for Approval | Component | nbl_Door_Int-Sgl-Blnk:1010X2100:160822 |  | n/a | n/a | Identity Data | n/a | n/a
Mark | n/a | 1900-12-31T23:59:59 | Submitted:Submitted for Approval | Component | nbl_Door_Int-Sgl-Blnk:1010X2100:160822 | 26 | n/a | n/a | Identity Data | n/a | n/a
OpeningMechanism | n/a | 1900-12-31T23:59:59 | Submitted:Submitted for Approval | Component | nbl_Door_Int-Sgl-Blnk:1010X2100:160822 | n/a | n/a | n/a | Identity Data | n/a | n/a | n/a
PoweredOperation | n/a | 1900-12-31T23:59:59 | Submitted:Submitted for Approval | Component | nbl_Door_Int-Sgl-Blnk:1010X2100:160822 | n/a | n/a | n/a | Identity Data | n/a | n/a | n/a
SignageFire | n/a | 1900-12-31T23:59:59 | Submitted:Submitted for Approval | Component | nbl_Door_Int-Sgl-Blnk:1010X2100:160822 |  | n/a | n/a | Identity Data | n/a | n/a
SignageSecurity | n/a | 1900-12-31T23:59:59 | Submitted:Submitted for Approval | Component | nbl_Door_Int-Sgl-Blnk:1010X2100:160822 |  | n/a | n/a | Identity Data | n/a | n/a
SignageWayfinding | n/a | 1900-12-31T23:59:59 | Submitted:Submitted for Approval | Component | nbl_Door_Int-Sgl-Blnk:1010X2100:160822 |  | n/a | n/a | Identity Data | n/a | n/a
AssetIdentifier | n/a | 1900-12-31T23:59:59 | Submitted:Submitted for Approval | Component | nbl_Door_Int-Sgl-Blnk:1010X2100:160822 |  | n/a | n/a | Other | n/a | n/a
BarCode | n/a | 1900-12-31T23:59:59 | Submitted:Submitted for Approval | Component | nbl_Door_Int-Sgl-Blnk:1010X2100:160822 |  | n/a | n/a | Other | n/a | n/a
Head Height | n/a | 1900-12-31T23:59:59 | Submitted:Submitted for Approval | Component | nbl_Door_Int-Sgl-Blnk:1010X2100:160822 | 2100 | n/a | n/a | Other | n/a | n/a | n/a
InstallationDate | n/a | 1900-12-31T23:59:59 | Submitted:Submitted for Approval | Component | nbl_Door_Int-Sgl-Blnk:1010X2100:160822 |  | n/a | n/a | Other | n/a | n/a
SerialNumber | n/a | 1900-12-31T23:59:59 | Submitted:Submitted for Approval | Component | nbl_Door_Int-Sgl-Blnk:1010X2100:160822 |  | n/a | n/a | Other | n/a | n/a
TagNumber | n/a | 1900-12-31T23:59:59 | Submitted:Submitted for Approval | Component | nbl_Door_Int-Sgl-Blnk:1010X2100:160822 |  | n/a | n/a | Other | n/a | n/a
WarrantyStartDate | n/a | 1900-12-31T23:59:59 | Submitted:Submitted for Approval | Component | nbl_Door_Int-Sgl-Blnk:1010X2100:160822 |  | n/a | n/a | Other | n/a | n/a
Phase Created | n/a | 1900-12-31T23:59:59 | Submitted:Submitted for Approval | Component | nbl_Door_Int-Sgl-Blnk:1010X2100:160822 | New Construction | n/a | n/a | Phasing | n/a | n/a
Analytic Construction | n/a | 1900-12-31T23:59:59 | Submitted:Submitted for Approval | Type | 910X2100 | <None> | n/a | n/a | Analytical Properties | n/a | n/a
Construction Type | n/a | 1900-12-31T23:59:59 | Submitted:Submitted for Approval | Type | 910X2100 |  | n/a | n/a | Construction | n/a | n/a
FrameType | n/a | 1900-12-31T23:59:59 | Submitted:Submitted for Approval | Type | 910X2100 | nbl_DoorFrameRbtd: nbl_DoorFrameRbtd | n/a | n/a | Construction | n/a | n/a
Function | n/a | 1900-12-31T23:59:59 | Submitted:Submitted for Approval | Type | 910X2100 | Interior | n/a | n/a | Construction | n/a | n/a
PlantedStopRequired | n/a | 1900-12-31T23:59:59 | Submitted:Submitted for Approval | Type | 910X2100 | TRUE | n/a | n/a | Construction | n/a | n/a | n/a
ClearOpeningWidth | n/a | 1900-12-31T23:59:59 | Submitted:Submitted for Approval | Type | 910X2100 | 806 | n/a | n/a | Dimensions | n/a | n/a | n/a
FrameSetback | n/a | 1900-12-31T23:59:59 | Submitted:Submitted for Approval | Type | 910X2100 | 0 | n/a | n/a | Dimensions | n/a | n/a | n/a
FrameThickness | n/a | 1900-12-31T23:59:59 | Submitted:Submitted for Approval | Type | 910X2100 | 32 | n/a | n/a | Dimensions | n/a | n/a | n/a
Height | n/a | 1900-12-31T23:59:59 | Submitted:Submitted for Approval | Type | 910X2100 | 2100 | n/a | n/a | Dimensions | n/a | n/a | n/a
LeafHeight | n/a | 1900-12-31T23:59:59 | Submitted:Submitted for Approval | Type | 910X2100 | 2050 | n/a | n/a | Dimensions | n/a | n/a | n/a
LeafThickness | n/a | 1900-12-31T23:59:59 | Submitted:Submitted for Approval | Type | 910X2100 | 44 | n/a | n/a | Dimensions | n/a | n/a | n/a
MainLeafWidth | n/a | 1900-12-31T23:59:59 | Submitted:Submitted for Approval | Type | 910X2100 | 826 | n/a | n/a | Dimensions | n/a | n/a | n/a
OpeningTolerance | n/a | 1900-12-31T23:59:59 | Submitted:Submitted for Approval | Type | 910X2100 | 2 | n/a | n/a | Dimensions | n/a | n/a | n/a
PlantedStopWidthForCalc | n/a | 1900-12-31T23:59:59 | Submitted:Submitted for Approval | Type | 910X2100 | 12 | n/a | n/a | Dimensions | n/a | n/a | n/a
Rough Height | n/a | 1900-12-31T23:59:59 | Submitted:Submitted for Approval | Type | 910X2100 | 2100 | n/a | n/a | Dimensions | n/a | n/a | n/a
Rough Width | n/a | 1900-12-31T23:59:59 | Submitted:Submitted for Approval | Type | 910X2100 | 910 | n/a | n/a | Dimensions | n/a | n/a | n/a
StructuralOpeningHeight | n/a | 1900-12-31T23:59:59 | Submitted:Submitted for Approval | Type | 910X2100 | 2100 | n/a | n/a | Dimensions | n/a | n/a | n/a
StructuralOpeningWidth | n/a | 1900-12-31T23:59:59 | Submitted:Submitted for Approval | Type | 910X2100 | 910 | n/a | n/a | Dimensions | n/a | n/a | n/a
StructuralTolerance | n/a | 1900-12-31T23:59:59 | Submitted:Submitted for Approval | Type | 910X2100 | 8 | n/a | n/a | Dimensions | n/a | n/a | n/a
Thickness | n/a | 1900-12-31T23:59:59 | Submitted:Submitted for Approval | Type | 910X2100 | 44 | n/a | n/a | Dimensions | n/a | n/a | n/a
Undercut | n/a | 1900-12-31T23:59:59 | Submitted:Submitted for Approval | Type | 910X2100 | 8 | n/a | n/a | Dimensions | n/a | n/a | n/a
Width | n/a | 1900-12-31T23:59:59 | Submitted:Submitted for Approval | Type | 910X2100 | 910 | n/a | n/a | Dimensions | n/a | n/a | n/a
Assembly Code | n/a | 1900-12-31T23:59:59 | Submitted:Submitted for Approval | Type | 910X2100 |  | n/a | n/a | Identity Data | n/a | n/a
Assembly Description | n/a | 1900-12-31T23:59:59 | Submitted:Submitted for Approval | Type | 910X2100 |  | n/a | n/a | Identity Data | n/a | n/a
Configuration | n/a | 1900-12-31T23:59:59 | Submitted:Submitted for Approval | Type | 910X2100 | Single | n/a | n/a | Identity Data | n/a | n/a
Description | n/a | 1900-12-31T23:59:59 | Submitted:Submitted for Approval | Type | 910X2100 | Internal single blank door | n/a | n/a | Identity Data | n/a | n/a
FrameProfile | n/a | 1900-12-31T23:59:59 | Submitted:Submitted for Approval | Type | 910X2100 |  | n/a | n/a | Identity Data | n/a | n/a
Help | n/a | 1900-12-31T23:59:59 | Submitted:Submitted for Approval | Type | 910X2100 | www.nationalbimlibrary.com | n/a | n/a | Identity Data | n/a | n/a
IssueDate | n/a | 1900-12-31T23:59:59 | Submitted:Submitted for Approval | Type | 910X2100 | 12/03/07 | n/a | n/a | Identity Data | n/a | n/a
Keynote | n/a | 1900-12-31T23:59:59 | Submitted:Submitted for Approval | Type | 910X2100 | 25 50 20 110 | n/a | n/a | Identity Data | n/a | n/a
NBSDescription | n/a | 1900-12-31T23:59:59 | Submitted:Submitted for Approval | Type | 910X2100 | Doorset system type D | n/a | n/a | Identity Data | n/a | n/a
NBSReference | n/a | 1900-12-31T23:59:59 | Submitted:Submitted for Approval | Type | 910X2100 | 25-50-20/120D | n/a | n/a | Identity Data | n/a | n/a
OmniClass Number | n/a | 1900-12-31T23:59:59 | Submitted:Submitted for Approval | Type | 910X2100 |  | n/a | n/a | Identity Data | n/a | n/a
OmniClass Title | n/a | 1900-12-31T23:59:59 | Submitted:Submitted for Approval | Type | 910X2100 |  | n/a | n/a | Identity Data | n/a | n/a
Type Mark | n/a | 1900-12-31T23:59:59 | Submitted:Submitted for Approval | Type | 910X2100 | 132 | n/a | n/a | Identity Data | n/a | n/a
Units | n/a | 1900-12-31T23:59:59 | Submitted:Submitted for Approval | Type | 910X2100 | Metric | n/a | n/a | Identity Data | n/a | n/a
URL | n/a | 1900-12-31T23:59:59 | Submitted:Submitted for Approval | Type | 910X2100 | www.nationalbimlibrary.com | n/a | n/a | Identity Data | n/a | n/a
Version | n/a | 1900-12-31T23:59:59 | Submitted:Submitted for Approval | Type | 910X2100 | 1.0 | n/a | n/a | Identity Data | n/a | n/a
VisionPanelConfiguration | n/a | 1900-12-31T23:59:59 | Submitted:Submitted for Approval | Type | 910X2100 |  | n/a | n/a | Identity Data | n/a | n/a
ArchitraveMaterial | n/a | 1900-12-31T23:59:59 | Submitted:Submitted for Approval | Type | 910X2100 | nbl_ConceptSolid | n/a | n/a | Materials and Finishes | n/a | n/a
Frame/MullionMaterial | n/a | 1900-12-31T23:59:59 | Submitted:Submitted for Approval | Type | 910X2100 | nbl_ConceptSolid | n/a | n/a | Materials and Finishes | n/a | n/a
LeafMaterial | n/a | 1900-12-31T23:59:59 | Submitted:Submitted for Approval | Type | 910X2100 | nbl_WoodDoor | n/a | n/a | Materials and Finishes | n/a | n/a
Colour | n/a | 1900-12-31T23:59:59 | Submitted:Submitted for Approval | Type | 910X2100 |  | n/a | n/a | Other | n/a | n/a
Constituents | n/a | 1900-12-31T23:59:59 | Submitted:Submitted for Approval | Type | 910X2100 |  | n/a | n/a | Other | n/a | n/a
Features | n/a | 1900-12-31T23:59:59 | Submitted:Submitted for Approval | Type | 910X2100 |  | n/a | n/a | Other | n/a | n/a
Finish | n/a | 1900-12-31T23:59:59 | Submitted:Submitted for Approval | Type | 910X2100 |  | n/a | n/a | Other | n/a | n/a
Grade | n/a | 1900-12-31T23:59:59 | Submitted:Submitted for Approval | Type | 910X2100 |  | n/a | n/a | Other | n/a | n/a
Material | n/a | 1900-12-31T23:59:59 | Submitted:Submitted for Approval | Type | 910X2100 |  | n/a | n/a | Other | n/a | n/a
NominalHeight | n/a | 1900-12-31T23:59:59 | Submitted:Submitted for Approval | Type | 910X2100 | 2100 | n/a | n/a | Other | n/a | n/a | n/a
NominalLength | n/a | 1900-12-31T23:59:59 | Submitted:Submitted for Approval | Type | 910X2100 | 0 | n/a | n/a | Other | n/a | n/a | n/a
NominalWidth | n/a | 1900-12-31T23:59:59 | Submitted:Submitted for Approval | Type | 910X2100 | 910 | n/a | n/a | Other | n/a | n/a | n/a
ProductionYear | n/a | 1900-12-31T23:59:59 | Submitted:Submitted for Approval | Type | 910X2100 |  | n/a | n/a | Other | n/a | n/a
ReplacementCost | n/a | 1900-12-31T23:59:59 | Submitted:Submitted for Approval | Type | 910X2100 |  | n/a | n/a | Other | n/a | n/a
ServiceLifeDuration | n/a | 1900-12-31T23:59:59 | Submitted:Submitted for Approval | Type | 910X2100 |  | n/a | n/a | Other | n/a | n/a
Shape | n/a | 1900-12-31T23:59:59 | Submitted:Submitted for Approval | Type | 910X2100 |  | n/a | n/a | Other | n/a | n/a
Size | n/a | 1900-12-31T23:59:59 | Submitted:Submitted for Approval | Type | 910X2100 |  | n/a | n/a | Other | n/a | n/a
WarrantyDescription | n/a | 1900-12-31T23:59:59 | Submitted:Submitted for Approval | Type | 910X2100 |  | n/a | n/a | Other | n/a | n/a
WarrantyDurationLabour | n/a | 1900-12-31T23:59:59 | Submitted:Submitted for Approval | Type | 910X2100 |  | n/a | n/a | Other | n/a | n/a
WarrantyDurationParts | n/a | 1900-12-31T23:59:59 | Submitted:Submitted for Approval | Type | 910X2100 |  | n/a | n/a | Other | n/a | n/a
WarrantyGuarantorLabour | n/a | 1900-12-31T23:59:59 | Submitted:Submitted for Approval | Type | 910X2100 |  | n/a | n/a | Other | n/a | n/a
WarrantyGuarantorParts | n/a | 1900-12-31T23:59:59 | Submitted:Submitted for Approval | Type | 910X2100 |  | n/a | n/a | Other | n/a | n/a
Reference | n/a | 1900-12-31T23:59:59 | Submitted:Submitted for Approval | Component | nbl_Door_Int-Sgl-Blnk:910X2100:161242 | IS01 | n/a | n/a | Pset_DoorCommon | n/a | n/a
IsExternal | n/a | 1900-12-31T23:59:59 | Submitted:Submitted for Approval | Component | nbl_Door_Int-Sgl-Blnk:910X2100:161242 | n/a | n/a | n/a | Pset_DoorCommon | n/a | n/a | n/a
FireRating | n/a | 1900-12-31T23:59:59 | Submitted:Submitted for Approval | Component | nbl_Door_Int-Sgl-Blnk:910X2100:161242 | 60 | n/a | n/a | Pset_DoorCommon | n/a | n/a
ThermalTransmittance | n/a | 1900-12-31T23:59:59 | Submitted:Submitted for Approval | Component | nbl_Door_Int-Sgl-Blnk:910X2100:161242 | 0 | n/a | n/a | Pset_DoorCommon | n/a | n/a | n/a
AcousticRating | n/a | 1900-12-31T23:59:59 | Submitted:Submitted for Approval | Component | nbl_Door_Int-Sgl-Blnk:910X2100:161242 |  | n/a | n/a | Pset_DoorCommon | n/a | n/a
SecurityRating | n/a | 1900-12-31T23:59:59 | Submitted:Submitted for Approval | Component | nbl_Door_Int-Sgl-Blnk:910X2100:161242 |  | n/a | n/a | Pset_DoorCommon | n/a | n/a
SelfClosing | n/a | 1900-12-31T23:59:59 | Submitted:Submitted for Approval | Component | nbl_Door_Int-Sgl-Blnk:910X2100:161242 | n/a | n/a | n/a | Pset_DoorCommon | n/a | n/a | n/a
ProductionYear | n/a | 1900-12-31T23:59:59 | Submitted:Submitted for Approval | Component | nbl_Door_Int-Sgl-Blnk:910X2100:161242 |  | n/a | n/a | Pset_ManufacturerTypeInformation | n/a | n/a
Level | n/a | 1900-12-31T23:59:59 | Submitted:Submitted for Approval | Component | nbl_Door_Int-Sgl-Blnk:910X2100:161242 | Level: Ground Floor | n/a | n/a | Constraints | n/a | n/a
Sill Height | n/a | 1900-12-31T23:59:59 | Submitted:Submitted for Approval | Component | nbl_Door_Int-Sgl-Blnk:910X2100:161242 | 0 | n/a | n/a | Constraints | n/a | n/a | n/a
ArchitraveBackRequired | n/a | 1900-12-31T23:59:59 | Submitted:Submitted for Approval | Component | nbl_Door_Int-Sgl-Blnk:910X2100:161242 | TRUE | n/a | n/a | Construction | n/a | n/a | n/a
ArchitraveFrontRequired | n/a | 1900-12-31T23:59:59 | Submitted:Submitted for Approval | Component | nbl_Door_Int-Sgl-Blnk:910X2100:161242 | TRUE | n/a | n/a | Construction | n/a | n/a | n/a
DoubleAction | n/a | 1900-12-31T23:59:59 | Submitted:Submitted for Approval | Component | nbl_Door_Int-Sgl-Blnk:910X2100:161242 | n/a | n/a | n/a | Construction | n/a | n/a | n/a
ExtensionLining | n/a | 1900-12-31T23:59:59 | Submitted:Submitted for Approval | Component | nbl_Door_Int-Sgl-Blnk:910X2100:161242 | n/a | n/a | n/a | Construction | n/a | n/a | n/a
SingleAction | n/a | 1900-12-31T23:59:59 | Submitted:Submitted for Approval | Component | nbl_Door_Int-Sgl-Blnk:910X2100:161242 | TRUE | n/a | n/a | Construction | n/a | n/a | n/a
ArchitraveSetbackFromFrameFace | n/a | 1900-12-31T23:59:59 | Submitted:Submitted for Approval | Component | nbl_Door_Int-Sgl-Blnk:910X2100:161242 | 15 | n/a | n/a | Dimensions | n/a | n/a | n/a
ArchitraveThickness | n/a | 1900-12-31T23:59:59 | Submitted:Submitted for Approval | Component | nbl_Door_Int-Sgl-Blnk:910X2100:161242 | 45 | n/a | n/a | Dimensions | n/a | n/a | n/a
ArchitraveWidth | n/a | 1900-12-31T23:59:59 | Submitted:Submitted for Approval | Component | nbl_Door_Int-Sgl-Blnk:910X2100:161242 | 14 | n/a | n/a | Dimensions | n/a | n/a | n/a
FailSafeAngle | n/a | 1900-12-31T23:59:59 | Submitted:Submitted for Approval | Component | nbl_Door_Int-Sgl-Blnk:910X2100:161242 | 90 | n/a | n/a | Dimensions | n/a | n/a | n/a
FrameWidth | n/a | 1900-12-31T23:59:59 | Submitted:Submitted for Approval | Component | nbl_Door_Int-Sgl-Blnk:910X2100:161242 | 180 | n/a | n/a | Dimensions | n/a | n/a | n/a
LeafOffsetToFrame | n/a | 1900-12-31T23:59:59 | Submitted:Submitted for Approval | Component | nbl_Door_Int-Sgl-Blnk:910X2100:161242 | 0 | n/a | n/a | Dimensions | n/a | n/a | n/a
LeafSwingAngleGraphic | n/a | 1900-12-31T23:59:59 | Submitted:Submitted for Approval | Component | nbl_Door_Int-Sgl-Blnk:910X2100:161242 | 90 | n/a | n/a | Dimensions | n/a | n/a | n/a
RebateDepth | n/a | 1900-12-31T23:59:59 | Submitted:Submitted for Approval | Component | nbl_Door_Int-Sgl-Blnk:910X2100:161242 | 46 | n/a | n/a | Dimensions | n/a | n/a | n/a
WallThickness | n/a | 1900-12-31T23:59:59 | Submitted:Submitted for Approval | Component | nbl_Door_Int-Sgl-Blnk:910X2100:161242 | 180 | n/a | n/a | Dimensions | n/a | n/a | n/a
FireRating | n/a | 1900-12-31T23:59:59 | Submitted:Submitted for Approval | Component | nbl_Door_Int-Sgl-Blnk:910X2100:161242 | 60 | n/a | n/a | Fire Protection | n/a | n/a
AirTransferGrille | n/a | 1900-12-31T23:59:59 | Submitted:Submitted for Approval | Component | nbl_Door_Int-Sgl-Blnk:910X2100:161242 | n/a | n/a | n/a | Identity Data | n/a | n/a | n/a
AirTransferGrilleSize | n/a | 1900-12-31T23:59:59 | Submitted:Submitted for Approval | Component | nbl_Door_Int-Sgl-Blnk:910X2100:161242 |  | n/a | n/a | Identity Data | n/a | n/a
AntiFingerTrapRequirement | n/a | 1900-12-31T23:59:59 | Submitted:Submitted for Approval | Component | nbl_Door_Int-Sgl-Blnk:910X2100:161242 | n/a | n/a | n/a | Identity Data | n/a | n/a | n/a
BreakOutFacility | n/a | 1900-12-31T23:59:59 | Submitted:Submitted for Approval | Component | nbl_Door_Int-Sgl-Blnk:910X2100:161242 | n/a | n/a | n/a | Identity Data | n/a | n/a | n/a
ComponentNumber | n/a | 1900-12-31T23:59:59 | Submitted:Submitted for Approval | Component | nbl_Door_Int-Sgl-Blnk:910X2100:161242 |  | n/a | n/a | Identity Data | n/a | n/a
Decoration | n/a | 1900-12-31T23:59:59 | Submitted:Submitted for Approval | Component | nbl_Door_Int-Sgl-Blnk:910X2100:161242 |  | n/a | n/a | Identity Data | n/a | n/a
DoorNumber | n/a | 1900-12-31T23:59:59 | Submitted:Submitted for Approval | Component | nbl_Door_Int-Sgl-Blnk:910X2100:161242 | D14 | n/a | n/a | Identity Data | n/a | n/a
ElectronicLock | n/a | 1900-12-31T23:59:59 | Submitted:Submitted for Approval | Component | nbl_Door_Int-Sgl-Blnk:910X2100:161242 | n/a | n/a | n/a | Identity Data | n/a | n/a | n/a
FloorFinish | n/a | 1900-12-31T23:59:59 | Submitted:Submitted for Approval | Component | nbl_Door_Int-Sgl-Blnk:910X2100:161242 |  | n/a | n/a | Identity Data | n/a | n/a
FrameFinish | n/a | 1900-12-31T23:59:59 | Submitted:Submitted for Approval | Component | nbl_Door_Int-Sgl-Blnk:910X2100:161242 |  | n/a | n/a | Identity Data | n/a | n/a
FrameMaterial | n/a | 1900-12-31T23:59:59 | Submitted:Submitted for Approval | Component | nbl_Door_Int-Sgl-Blnk:910X2100:161242 |  | n/a | n/a | Identity Data | n/a | n/a
GlassThickness | n/a | 1900-12-31T23:59:59 | Submitted:Submitted for Approval | Component | nbl_Door_Int-Sgl-Blnk:910X2100:161242 |  | n/a | n/a | Identity Data | n/a | n/a
GlassType | n/a | 1900-12-31T23:59:59 | Submitted:Submitted for Approval | Component | nbl_Door_Int-Sgl-Blnk:910X2100:161242 |  | n/a | n/a | Identity Data | n/a | n/a
Handing | n/a | 1900-12-31T23:59:59 | Submitted:Submitted for Approval | Component | nbl_Door_Int-Sgl-Blnk:910X2100:161242 |  | n/a | n/a | Identity Data | n/a | n/a
HardwareSet | n/a | 1900-12-31T23:59:59 | Submitted:Submitted for Approval | Component | nbl_Door_Int-Sgl-Blnk:910X2100:161242 |  | n/a | n/a | Identity Data | n/a | n/a
HeadDetail | n/a | 1900-12-31T23:59:59 | Submitted:Submitted for Approval | Component | nbl_Door_Int-Sgl-Blnk:910X2100:161242 |  | n/a | n/a | Identity Data | n/a | n/a
HoldOpen | n/a | 1900-12-31T23:59:59 | Submitted:Submitted for Approval | Component | nbl_Door_Int-Sgl-Blnk:910X2100:161242 | n/a | n/a | n/a | Identity Data | n/a | n/a | n/a
JambDetail | n/a | 1900-12-31T23:59:59 | Submitted:Submitted for Approval | Component | nbl_Door_Int-Sgl-Blnk:910X2100:161242 |  | n/a | n/a | Identity Data | n/a | n/a
KeySuiting | n/a | 1900-12-31T23:59:59 | Submitted:Submitted for Approval | Component | nbl_Door_Int-Sgl-Blnk:910X2100:161242 |  | n/a | n/a | Identity Data | n/a | n/a
LeafEdgings | n/a | 1900-12-31T23:59:59 | Submitted:Submitted for Approval | Component | nbl_Door_Int-Sgl-Blnk:910X2100:161242 |  | n/a | n/a | Identity Data | n/a | n/a
LeafFacing | n/a | 1900-12-31T23:59:59 | Submitted:Submitted for Approval | Component | nbl_Door_Int-Sgl-Blnk:910X2100:161242 |  | n/a | n/a | Identity Data | n/a | n/a
LeafSwing | n/a | 1900-12-31T23:59:59 | Submitted:Submitted for Approval | Component | nbl_Door_Int-Sgl-Blnk:910X2100:161242 |  | n/a | n/a | Identity Data | n/a | n/a
Mark | n/a | 1900-12-31T23:59:59 | Submitted:Submitted for Approval | Component | nbl_Door_Int-Sgl-Blnk:910X2100:161242 | 22 | n/a | n/a | Identity Data | n/a | n/a
OpeningMechanism | n/a | 1900-12-31T23:59:59 | Submitted:Submitted for Approval | Component | nbl_Door_Int-Sgl-Blnk:910X2100:161242 | n/a | n/a | n/a | Identity Data | n/a | n/a | n/a
PoweredOperation | n/a | 1900-12-31T23:59:59 | Submitted:Submitted for Approval | Component | nbl_Door_Int-Sgl-Blnk:910X2100:161242 | n/a | n/a | n/a | Identity Data | n/a | n/a | n/a
SignageFire | n/a | 1900-12-31T23:59:59 | Submitted:Submitted for Approval | Component | nbl_Door_Int-Sgl-Blnk:910X2100:161242 |  | n/a | n/a | Identity Data | n/a | n/a
SignageSecurity | n/a | 1900-12-31T23:59:59 | Submitted:Submitted for Approval | Component | nbl_Door_Int-Sgl-Blnk:910X2100:161242 |  | n/a | n/a | Identity Data | n/a | n/a
SignageWayfinding | n/a | 1900-12-31T23:59:59 | Submitted:Submitted for Approval | Component | nbl_Door_Int-Sgl-Blnk:910X2100:161242 |  | n/a | n/a | Identity Data | n/a | n/a
AssetIdentifier | n/a | 1900-12-31T23:59:59 | Submitted:Submitted for Approval | Component | nbl_Door_Int-Sgl-Blnk:910X2100:161242 |  | n/a | n/a | Other | n/a | n/a
BarCode | n/a | 1900-12-31T23:59:59 | Submitted:Submitted for Approval | Component | nbl_Door_Int-Sgl-Blnk:910X2100:161242 |  | n/a | n/a | Other | n/a | n/a
Head Height | n/a | 1900-12-31T23:59:59 | Submitted:Submitted for Approval | Component | nbl_Door_Int-Sgl-Blnk:910X2100:161242 | 2100 | n/a | n/a | Other | n/a | n/a | n/a
InstallationDate | n/a | 1900-12-31T23:59:59 | Submitted:Submitted for Approval | Component | nbl_Door_Int-Sgl-Blnk:910X2100:161242 |  | n/a | n/a | Other | n/a | n/a
SerialNumber | n/a | 1900-12-31T23:59:59 | Submitted:Submitted for Approval | Component | nbl_Door_Int-Sgl-Blnk:910X2100:161242 |  | n/a | n/a | Other | n/a | n/a
TagNumber | n/a | 1900-12-31T23:59:59 | Submitted:Submitted for Approval | Component | nbl_Door_Int-Sgl-Blnk:910X2100:161242 |  | n/a | n/a | Other | n/a | n/a
WarrantyStartDate | n/a | 1900-12-31T23:59:59 | Submitted:Submitted for Approval | Component | nbl_Door_Int-Sgl-Blnk:910X2100:161242 |  | n/a | n/a | Other | n/a | n/a
Phase Created | n/a | 1900-12-31T23:59:59 | Submitted:Submitted for Approval | Component | nbl_Door_Int-Sgl-Blnk:910X2100:161242 | New Construction | n/a | n/a | Phasing | n/a | n/a
Reference | n/a | 1900-12-31T23:59:59 | Submitted:Submitted for Approval | Component | nbl_Door_Int-Sgl-Blnk:910X2100:451771 | IS01 | n/a | n/a | Pset_DoorCommon | n/a | n/a
IsExternal | n/a | 1900-12-31T23:59:59 | Submitted:Submitted for Approval | Component | nbl_Door_Int-Sgl-Blnk:910X2100:451771 | n/a | n/a | n/a | Pset_DoorCommon | n/a | n/a | n/a
FireRating | n/a | 1900-12-31T23:59:59 | Submitted:Submitted for Approval | Component | nbl_Door_Int-Sgl-Blnk:910X2100:451771 | 120 | n/a | n/a | Pset_DoorCommon | n/a | n/a
ThermalTransmittance | n/a | 1900-12-31T23:59:59 | Submitted:Submitted for Approval | Component | nbl_Door_Int-Sgl-Blnk:910X2100:451771 | 0 | n/a | n/a | Pset_DoorCommon | n/a | n/a | n/a
AcousticRating | n/a | 1900-12-31T23:59:59 | Submitted:Submitted for Approval | Component | nbl_Door_Int-Sgl-Blnk:910X2100:451771 |  | n/a | n/a | Pset_DoorCommon | n/a | n/a
SecurityRating | n/a | 1900-12-31T23:59:59 | Submitted:Submitted for Approval | Component | nbl_Door_Int-Sgl-Blnk:910X2100:451771 |  | n/a | n/a | Pset_DoorCommon | n/a | n/a
SelfClosing | n/a | 1900-12-31T23:59:59 | Submitted:Submitted for Approval | Component | nbl_Door_Int-Sgl-Blnk:910X2100:451771 | n/a | n/a | n/a | Pset_DoorCommon | n/a | n/a | n/a
ProductionYear | n/a | 1900-12-31T23:59:59 | Submitted:Submitted for Approval | Component | nbl_Door_Int-Sgl-Blnk:910X2100:451771 |  | n/a | n/a | Pset_ManufacturerTypeInformation | n/a | n/a
Level | n/a | 1900-12-31T23:59:59 | Submitted:Submitted for Approval | Component | nbl_Door_Int-Sgl-Blnk:910X2100:451771 | Level: Ground Floor | n/a | n/a | Constraints | n/a | n/a
Sill Height | n/a | 1900-12-31T23:59:59 | Submitted:Submitted for Approval | Component | nbl_Door_Int-Sgl-Blnk:910X2100:451771 | 0 | n/a | n/a | Constraints | n/a | n/a | n/a
ArchitraveBackRequired | n/a | 1900-12-31T23:59:59 | Submitted:Submitted for Approval | Component | nbl_Door_Int-Sgl-Blnk:910X2100:451771 | TRUE | n/a | n/a | Construction | n/a | n/a | n/a
ArchitraveFrontRequired | n/a | 1900-12-31T23:59:59 | Submitted:Submitted for Approval | Component | nbl_Door_Int-Sgl-Blnk:910X2100:451771 | TRUE | n/a | n/a | Construction | n/a | n/a | n/a
DoubleAction | n/a | 1900-12-31T23:59:59 | Submitted:Submitted for Approval | Component | nbl_Door_Int-Sgl-Blnk:910X2100:451771 | n/a | n/a | n/a | Construction | n/a | n/a | n/a
ExtensionLining | n/a | 1900-12-31T23:59:59 | Submitted:Submitted for Approval | Component | nbl_Door_Int-Sgl-Blnk:910X2100:451771 | n/a | n/a | n/a | Construction | n/a | n/a | n/a
SingleAction | n/a | 1900-12-31T23:59:59 | Submitted:Submitted for Approval | Component | nbl_Door_Int-Sgl-Blnk:910X2100:451771 | TRUE | n/a | n/a | Construction | n/a | n/a | n/a
ArchitraveSetbackFromFrameFace | n/a | 1900-12-31T23:59:59 | Submitted:Submitted for Approval | Component | nbl_Door_Int-Sgl-Blnk:910X2100:451771 | 15 | n/a | n/a | Dimensions | n/a | n/a | n/a
ArchitraveThickness | n/a | 1900-12-31T23:59:59 | Submitted:Submitted for Approval | Component | nbl_Door_Int-Sgl-Blnk:910X2100:451771 | 45 | n/a | n/a | Dimensions | n/a | n/a | n/a
ArchitraveWidth | n/a | 1900-12-31T23:59:59 | Submitted:Submitted for Approval | Component | nbl_Door_Int-Sgl-Blnk:910X2100:451771 | 14 | n/a | n/a | Dimensions | n/a | n/a | n/a
FailSafeAngle | n/a | 1900-12-31T23:59:59 | Submitted:Submitted for Approval | Component | nbl_Door_Int-Sgl-Blnk:910X2100:451771 | 90 | n/a | n/a | Dimensions | n/a | n/a | n/a
FrameWidth | n/a | 1900-12-31T23:59:59 | Submitted:Submitted for Approval | Component | nbl_Door_Int-Sgl-Blnk:910X2100:451771 | 180 | n/a | n/a | Dimensions | n/a | n/a | n/a
LeafOffsetToFrame | n/a | 1900-12-31T23:59:59 | Submitted:Submitted for Approval | Component | nbl_Door_Int-Sgl-Blnk:910X2100:451771 | 0 | n/a | n/a | Dimensions | n/a | n/a | n/a
LeafSwingAngleGraphic | n/a | 1900-12-31T23:59:59 | Submitted:Submitted for Approval | Component | nbl_Door_Int-Sgl-Blnk:910X2100:451771 | 90 | n/a | n/a | Dimensions | n/a | n/a | n/a
RebateDepth | n/a | 1900-12-31T23:59:59 | Submitted:Submitted for Approval | Component | nbl_Door_Int-Sgl-Blnk:910X2100:451771 | 46 | n/a | n/a | Dimensions | n/a | n/a | n/a
WallThickness | n/a | 1900-12-31T23:59:59 | Submitted:Submitted for Approval | Component | nbl_Door_Int-Sgl-Blnk:910X2100:451771 | 180 | n/a | n/a | Dimensions | n/a | n/a | n/a
FireRating | n/a | 1900-12-31T23:59:59 | Submitted:Submitted for Approval | Component | nbl_Door_Int-Sgl-Blnk:910X2100:451771 | 120 | n/a | n/a | Fire Protection | n/a | n/a
AirTransferGrille | n/a | 1900-12-31T23:59:59 | Submitted:Submitted for Approval | Component | nbl_Door_Int-Sgl-Blnk:910X2100:451771 | n/a | n/a | n/a | Identity Data | n/a | n/a | n/a
AirTransferGrilleSize | n/a | 1900-12-31T23:59:59 | Submitted:Submitted for Approval | Component | nbl_Door_Int-Sgl-Blnk:910X2100:451771 |  | n/a | n/a | Identity Data | n/a | n/a
AntiFingerTrapRequirement | n/a | 1900-12-31T23:59:59 | Submitted:Submitted for Approval | Component | nbl_Door_Int-Sgl-Blnk:910X2100:451771 | n/a | n/a | n/a | Identity Data | n/a | n/a | n/a
BreakOutFacility | n/a | 1900-12-31T23:59:59 | Submitted:Submitted for Approval | Component | nbl_Door_Int-Sgl-Blnk:910X2100:451771 | n/a | n/a | n/a | Identity Data | n/a | n/a | n/a
ComponentNumber | n/a | 1900-12-31T23:59:59 | Submitted:Submitted for Approval | Component | nbl_Door_Int-Sgl-Blnk:910X2100:451771 |  | n/a | n/a | Identity Data | n/a | n/a
Decoration | n/a | 1900-12-31T23:59:59 | Submitted:Submitted for Approval | Component | nbl_Door_Int-Sgl-Blnk:910X2100:451771 |  | n/a | n/a | Identity Data | n/a | n/a
DoorNumber | n/a | 1900-12-31T23:59:59 | Submitted:Submitted for Approval | Component | nbl_Door_Int-Sgl-Blnk:910X2100:451771 | D20 | n/a | n/a | Identity Data | n/a | n/a
ElectronicLock | n/a | 1900-12-31T23:59:59 | Submitted:Submitted for Approval | Component | nbl_Door_Int-Sgl-Blnk:910X2100:451771 | n/a | n/a | n/a | Identity Data | n/a | n/a | n/a
FloorFinish | n/a | 1900-12-31T23:59:59 | Submitted:Submitted for Approval | Component | nbl_Door_Int-Sgl-Blnk:910X2100:451771 |  | n/a | n/a | Identity Data | n/a | n/a
FrameFinish | n/a | 1900-12-31T23:59:59 | Submitted:Submitted for Approval | Component | nbl_Door_Int-Sgl-Blnk:910X2100:451771 |  | n/a | n/a | Identity Data | n/a | n/a
FrameMaterial | n/a | 1900-12-31T23:59:59 | Submitted:Submitted for Approval | Component | nbl_Door_Int-Sgl-Blnk:910X2100:451771 |  | n/a | n/a | Identity Data | n/a | n/a
GlassThickness | n/a | 1900-12-31T23:59:59 | Submitted:Submitted for Approval | Component | nbl_Door_Int-Sgl-Blnk:910X2100:451771 |  | n/a | n/a | Identity Data | n/a | n/a
GlassType | n/a | 1900-12-31T23:59:59 | Submitted:Submitted for Approval | Component | nbl_Door_Int-Sgl-Blnk:910X2100:451771 |  | n/a | n/a | Identity Data | n/a | n/a
Handing | n/a | 1900-12-31T23:59:59 | Submitted:Submitted for Approval | Component | nbl_Door_Int-Sgl-Blnk:910X2100:451771 |  | n/a | n/a | Identity Data | n/a | n/a
HardwareSet | n/a | 1900-12-31T23:59:59 | Submitted:Submitted for Approval | Component | nbl_Door_Int-Sgl-Blnk:910X2100:451771 |  | n/a | n/a | Identity Data | n/a | n/a
HeadDetail | n/a | 1900-12-31T23:59:59 | Submitted:Submitted for Approval | Component | nbl_Door_Int-Sgl-Blnk:910X2100:451771 |  | n/a | n/a | Identity Data | n/a | n/a
HoldOpen | n/a | 1900-12-31T23:59:59 | Submitted:Submitted for Approval | Component | nbl_Door_Int-Sgl-Blnk:910X2100:451771 | n/a | n/a | n/a | Identity Data | n/a | n/a | n/a
JambDetail | n/a | 1900-12-31T23:59:59 | Submitted:Submitted for Approval | Component | nbl_Door_Int-Sgl-Blnk:910X2100:451771 |  | n/a | n/a | Identity Data | n/a | n/a
KeySuiting | n/a | 1900-12-31T23:59:59 | Submitted:Submitted for Approval | Component | nbl_Door_Int-Sgl-Blnk:910X2100:451771 |  | n/a | n/a | Identity Data | n/a | n/a
LeafEdgings | n/a | 1900-12-31T23:59:59 | Submitted:Submitted for Approval | Component | nbl_Door_Int-Sgl-Blnk:910X2100:451771 |  | n/a | n/a | Identity Data | n/a | n/a
LeafFacing | n/a | 1900-12-31T23:59:59 | Submitted:Submitted for Approval | Component | nbl_Door_Int-Sgl-Blnk:910X2100:451771 |  | n/a | n/a | Identity Data | n/a | n/a
LeafSwing | n/a | 1900-12-31T23:59:59 | Submitted:Submitted for Approval | Component | nbl_Door_Int-Sgl-Blnk:910X2100:451771 |  | n/a | n/a | Identity Data | n/a | n/a
Mark | n/a | 1900-12-31T23:59:59 | Submitted:Submitted for Approval | Component | nbl_Door_Int-Sgl-Blnk:910X2100:451771 | 30 | n/a | n/a | Identity Data | n/a | n/a
OpeningMechanism | n/a | 1900-12-31T23:59:59 | Submitted:Submitted for Approval | Component | nbl_Door_Int-Sgl-Blnk:910X2100:451771 | n/a | n/a | n/a | Identity Data | n/a | n/a | n/a
PoweredOperation | n/a | 1900-12-31T23:59:59 | Submitted:Submitted for Approval | Component | nbl_Door_Int-Sgl-Blnk:910X2100:451771 | n/a | n/a | n/a | Identity Data | n/a | n/a | n/a
SignageFire | n/a | 1900-12-31T23:59:59 | Submitted:Submitted for Approval | Component | nbl_Door_Int-Sgl-Blnk:910X2100:451771 |  | n/a | n/a | Identity Data | n/a | n/a
SignageSecurity | n/a | 1900-12-31T23:59:59 | Submitted:Submitted for Approval | Component | nbl_Door_Int-Sgl-Blnk:910X2100:451771 |  | n/a | n/a | Identity Data | n/a | n/a
SignageWayfinding | n/a | 1900-12-31T23:59:59 | Submitted:Submitted for Approval | Component | nbl_Door_Int-Sgl-Blnk:910X2100:451771 |  | n/a | n/a | Identity Data | n/a | n/a
AssetIdentifier | n/a | 1900-12-31T23:59:59 | Submitted:Submitted for Approval | Component | nbl_Door_Int-Sgl-Blnk:910X2100:451771 |  | n/a | n/a | Other | n/a | n/a
BarCode | n/a | 1900-12-31T23:59:59 | Submitted:Submitted for Approval | Component | nbl_Door_Int-Sgl-Blnk:910X2100:451771 |  | n/a | n/a | Other | n/a | n/a
Head Height | n/a | 1900-12-31T23:59:59 | Submitted:Submitted for Approval | Component | nbl_Door_Int-Sgl-Blnk:910X2100:451771 | 2100 | n/a | n/a | Other | n/a | n/a | n/a
InstallationDate | n/a | 1900-12-31T23:59:59 | Submitted:Submitted for Approval | Component | nbl_Door_Int-Sgl-Blnk:910X2100:451771 |  | n/a | n/a | Other | n/a | n/a
SerialNumber | n/a | 1900-12-31T23:59:59 | Submitted:Submitted for Approval | Component | nbl_Door_Int-Sgl-Blnk:910X2100:451771 |  | n/a | n/a | Other | n/a | n/a
TagNumber | n/a | 1900-12-31T23:59:59 | Submitted:Submitted for Approval | Component | nbl_Door_Int-Sgl-Blnk:910X2100:451771 |  | n/a | n/a | Other | n/a | n/a
WarrantyStartDate | n/a | 1900-12-31T23:59:59 | Submitted:Submitted for Approval | Component | nbl_Door_Int-Sgl-Blnk:910X2100:451771 |  | n/a | n/a | Other | n/a | n/a
Phase Created | n/a | 1900-12-31T23:59:59 | Submitted:Submitted for Approval | Component | nbl_Door_Int-Sgl-Blnk:910X2100:451771 | New Construction | n/a | n/a | Phasing | n/a | n/a
Analytic Construction | n/a | 1900-12-31T23:59:59 | Submitted:Submitted for Approval | Type | 910X2100 | <None> | n/a | n/a | Analytical Properties | n/a | n/a
Construction Type | n/a | 1900-12-31T23:59:59 | Submitted:Submitted for Approval | Type | 910X2100 |  | n/a | n/a | Construction | n/a | n/a
FrameType | n/a | 1900-12-31T23:59:59 | Submitted:Submitted for Approval | Type | 910X2100 | nbl_DoorFrameRbtd: nbl_DoorFrameRbtd | n/a | n/a | Construction | n/a | n/a
Function | n/a | 1900-12-31T23:59:59 | Submitted:Submitted for Approval | Type | 910X2100 | Interior | n/a | n/a | Construction | n/a | n/a
PlantedStopRequired | n/a | 1900-12-31T23:59:59 | Submitted:Submitted for Approval | Type | 910X2100 | TRUE | n/a | n/a | Construction | n/a | n/a | n/a
ClearOpeningWidth | n/a | 1900-12-31T23:59:59 | Submitted:Submitted for Approval | Type | 910X2100 | 806 | n/a | n/a | Dimensions | n/a | n/a | n/a
FrameSetback | n/a | 1900-12-31T23:59:59 | Submitted:Submitted for Approval | Type | 910X2100 | 0 | n/a | n/a | Dimensions | n/a | n/a | n/a
FrameThickness | n/a | 1900-12-31T23:59:59 | Submitted:Submitted for Approval | Type | 910X2100 | 32 | n/a | n/a | Dimensions | n/a | n/a | n/a
Height | n/a | 1900-12-31T23:59:59 | Submitted:Submitted for Approval | Type | 910X2100 | 2100 | n/a | n/a | Dimensions | n/a | n/a | n/a
LeafHeight | n/a | 1900-12-31T23:59:59 | Submitted:Submitted for Approval | Type | 910X2100 | 2050 | n/a | n/a | Dimensions | n/a | n/a | n/a
LeafThickness | n/a | 1900-12-31T23:59:59 | Submitted:Submitted for Approval | Type | 910X2100 | 44 | n/a | n/a | Dimensions | n/a | n/a | n/a
MainLeafWidth | n/a | 1900-12-31T23:59:59 | Submitted:Submitted for Approval | Type | 910X2100 | 826 | n/a | n/a | Dimensions | n/a | n/a | n/a
OpeningTolerance | n/a | 1900-12-31T23:59:59 | Submitted:Submitted for Approval | Type | 910X2100 | 2 | n/a | n/a | Dimensions | n/a | n/a | n/a
PlantedStopWidthForCalc | n/a | 1900-12-31T23:59:59 | Submitted:Submitted for Approval | Type | 910X2100 | 12 | n/a | n/a | Dimensions | n/a | n/a | n/a
Rough Height | n/a | 1900-12-31T23:59:59 | Submitted:Submitted for Approval | Type | 910X2100 | 2100 | n/a | n/a | Dimensions | n/a | n/a | n/a
Rough Width | n/a | 1900-12-31T23:59:59 | Submitted:Submitted for Approval | Type | 910X2100 | 910 | n/a | n/a | Dimensions | n/a | n/a | n/a
StructuralOpeningHeight | n/a | 1900-12-31T23:59:59 | Submitted:Submitted for Approval | Type | 910X2100 | 2100 | n/a | n/a | Dimensions | n/a | n/a | n/a
StructuralOpeningWidth | n/a | 1900-12-31T23:59:59 | Submitted:Submitted for Approval | Type | 910X2100 | 910 | n/a | n/a | Dimensions | n/a | n/a | n/a
StructuralTolerance | n/a | 1900-12-31T23:59:59 | Submitted:Submitted for Approval | Type | 910X2100 | 8 | n/a | n/a | Dimensions | n/a | n/a | n/a
Thickness | n/a | 1900-12-31T23:59:59 | Submitted:Submitted for Approval | Type | 910X2100 | 44 | n/a | n/a | Dimensions | n/a | n/a | n/a
Undercut | n/a | 1900-12-31T23:59:59 | Submitted:Submitted for Approval | Type | 910X2100 | 8 | n/a | n/a | Dimensions | n/a | n/a | n/a
Width | n/a | 1900-12-31T23:59:59 | Submitted:Submitted for Approval | Type | 910X2100 | 910 | n/a | n/a | Dimensions | n/a | n/a | n/a
Assembly Code | n/a | 1900-12-31T23:59:59 | Submitted:Submitted for Approval | Type | 910X2100 |  | n/a | n/a | Identity Data | n/a | n/a
Assembly Description | n/a | 1900-12-31T23:59:59 | Submitted:Submitted for Approval | Type | 910X2100 |  | n/a | n/a | Identity Data | n/a | n/a
Configuration | n/a | 1900-12-31T23:59:59 | Submitted:Submitted for Approval | Type | 910X2100 | Single | n/a | n/a | Identity Data | n/a | n/a
Description | n/a | 1900-12-31T23:59:59 | Submitted:Submitted for Approval | Type | 910X2100 | Internal single blank door | n/a | n/a | Identity Data | n/a | n/a
FrameProfile | n/a | 1900-12-31T23:59:59 | Submitted:Submitted for Approval | Type | 910X2100 |  | n/a | n/a | Identity Data | n/a | n/a
Help | n/a | 1900-12-31T23:59:59 | Submitted:Submitted for Approval | Type | 910X2100 | www.nationalbimlibrary.com | n/a | n/a | Identity Data | n/a | n/a
IssueDate | n/a | 1900-12-31T23:59:59 | Submitted:Submitted for Approval | Type | 910X2100 | 12/03/07 | n/a | n/a | Identity Data | n/a | n/a
Keynote | n/a | 1900-12-31T23:59:59 | Submitted:Submitted for Approval | Type | 910X2100 | 25 50 20 110 | n/a | n/a | Identity Data | n/a | n/a
NBSDescription | n/a | 1900-12-31T23:59:59 | Submitted:Submitted for Approval | Type | 910X2100 | Doorset system type D | n/a | n/a | Identity Data | n/a | n/a
NBSReference | n/a | 1900-12-31T23:59:59 | Submitted:Submitted for Approval | Type | 910X2100 | 25-50-20/120D | n/a | n/a | Identity Data | n/a | n/a
OmniClass Number | n/a | 1900-12-31T23:59:59 | Submitted:Submitted for Approval | Type | 910X2100 |  | n/a | n/a | Identity Data | n/a | n/a
OmniClass Title | n/a | 1900-12-31T23:59:59 | Submitted:Submitted for Approval | Type | 910X2100 |  | n/a | n/a | Identity Data | n/a | n/a
Type Mark | n/a | 1900-12-31T23:59:59 | Submitted:Submitted for Approval | Type | 910X2100 | 132 | n/a | n/a | Identity Data | n/a | n/a
Units | n/a | 1900-12-31T23:59:59 | Submitted:Submitted for Approval | Type | 910X2100 | Metric | n/a | n/a | Identity Data | n/a | n/a
URL | n/a | 1900-12-31T23:59:59 | Submitted:Submitted for Approval | Type | 910X2100 | www.nationalbimlibrary.com | n/a | n/a | Identity Data | n/a | n/a
Version | n/a | 1900-12-31T23:59:59 | Submitted:Submitted for Approval | Type | 910X2100 | 1.0 | n/a | n/a | Identity Data | n/a | n/a
VisionPanelConfiguration | n/a | 1900-12-31T23:59:59 | Submitted:Submitted for Approval | Type | 910X2100 |  | n/a | n/a | Identity Data | n/a | n/a
ArchitraveMaterial | n/a | 1900-12-31T23:59:59 | Submitted:Submitted for Approval | Type | 910X2100 | nbl_ConceptSolid | n/a | n/a | Materials and Finishes | n/a | n/a
Frame/MullionMaterial | n/a | 1900-12-31T23:59:59 | Submitted:Submitted for Approval | Type | 910X2100 | nbl_ConceptSolid | n/a | n/a | Materials and Finishes | n/a | n/a
LeafMaterial | n/a | 1900-12-31T23:59:59 | Submitted:Submitted for Approval | Type | 910X2100 | nbl_WoodDoor | n/a | n/a | Materials and Finishes | n/a | n/a
Colour | n/a | 1900-12-31T23:59:59 | Submitted:Submitted for Approval | Type | 910X2100 |  | n/a | n/a | Other | n/a | n/a
Constituents | n/a | 1900-12-31T23:59:59 | Submitted:Submitted for Approval | Type | 910X2100 |  | n/a | n/a | Other | n/a | n/a
Features | n/a | 1900-12-31T23:59:59 | Submitted:Submitted for Approval | Type | 910X2100 |  | n/a | n/a | Other | n/a | n/a
Finish | n/a | 1900-12-31T23:59:59 | Submitted:Submitted for Approval | Type | 910X2100 |  | n/a | n/a | Other | n/a | n/a
Grade | n/a | 1900-12-31T23:59:59 | Submitted:Submitted for Approval | Type | 910X2100 |  | n/a | n/a | Other | n/a | n/a
Material | n/a | 1900-12-31T23:59:59 | Submitted:Submitted for Approval | Type | 910X2100 |  | n/a | n/a | Other | n/a | n/a
NominalHeight | n/a | 1900-12-31T23:59:59 | Submitted:Submitted for Approval | Type | 910X2100 | 2100 | n/a | n/a | Other | n/a | n/a | n/a
NominalLength | n/a | 1900-12-31T23:59:59 | Submitted:Submitted for Approval | Type | 910X2100 | 0 | n/a | n/a | Other | n/a | n/a | n/a
NominalWidth | n/a | 1900-12-31T23:59:59 | Submitted:Submitted for Approval | Type | 910X2100 | 910 | n/a | n/a | Other | n/a | n/a | n/a
ProductionYear | n/a | 1900-12-31T23:59:59 | Submitted:Submitted for Approval | Type | 910X2100 |  | n/a | n/a | Other | n/a | n/a
ReplacementCost | n/a | 1900-12-31T23:59:59 | Submitted:Submitted for Approval | Type | 910X2100 |  | n/a | n/a | Other | n/a | n/a
ServiceLifeDuration | n/a | 1900-12-31T23:59:59 | Submitted:Submitted for Approval | Type | 910X2100 |  | n/a | n/a | Other | n/a | n/a
Shape | n/a | 1900-12-31T23:59:59 | Submitted:Submitted for Approval | Type | 910X2100 |  | n/a | n/a | Other | n/a | n/a
Size | n/a | 1900-12-31T23:59:59 | Submitted:Submitted for Approval | Type | 910X2100 |  | n/a | n/a | Other | n/a | n/a
WarrantyDescription | n/a | 1900-12-31T23:59:59 | Submitted:Submitted for Approval | Type | 910X2100 |  | n/a | n/a | Other | n/a | n/a
WarrantyDurationLabour | n/a | 1900-12-31T23:59:59 | Submitted:Submitted for Approval | Type | 910X2100 |  | n/a | n/a | Other | n/a | n/a
WarrantyDurationParts | n/a | 1900-12-31T23:59:59 | Submitted:Submitted for Approval | Type | 910X2100 |  | n/a | n/a | Other | n/a | n/a
WarrantyGuarantorLabour | n/a | 1900-12-31T23:59:59 | Submitted:Submitted for Approval | Type | 910X2100 |  | n/a | n/a | Other | n/a | n/a
WarrantyGuarantorParts | n/a | 1900-12-31T23:59:59 | Submitted:Submitted for Approval | Type | 910X2100 |  | n/a | n/a | Other | n/a | n/a
Reference | n/a | 1900-12-31T23:59:59 | Submitted:Submitted for Approval | Component | nbl_Door_Int-Sgl-Blnk:910X2100:161577 | IS01 | n/a | n/a | Pset_DoorCommon | n/a | n/a
IsExternal | n/a | 1900-12-31T23:59:59 | Submitted:Submitted for Approval | Component | nbl_Door_Int-Sgl-Blnk:910X2100:161577 | n/a | n/a | n/a | Pset_DoorCommon | n/a | n/a | n/a
FireRating | n/a | 1900-12-31T23:59:59 | Submitted:Submitted for Approval | Component | nbl_Door_Int-Sgl-Blnk:910X2100:161577 | 60 | n/a | n/a | Pset_DoorCommon | n/a | n/a
ThermalTransmittance | n/a | 1900-12-31T23:59:59 | Submitted:Submitted for Approval | Component | nbl_Door_Int-Sgl-Blnk:910X2100:161577 | 0 | n/a | n/a | Pset_DoorCommon | n/a | n/a | n/a
AcousticRating | n/a | 1900-12-31T23:59:59 | Submitted:Submitted for Approval | Component | nbl_Door_Int-Sgl-Blnk:910X2100:161577 |  | n/a | n/a | Pset_DoorCommon | n/a | n/a
SecurityRating | n/a | 1900-12-31T23:59:59 | Submitted:Submitted for Approval | Component | nbl_Door_Int-Sgl-Blnk:910X2100:161577 |  | n/a | n/a | Pset_DoorCommon | n/a | n/a
SelfClosing | n/a | 1900-12-31T23:59:59 | Submitted:Submitted for Approval | Component | nbl_Door_Int-Sgl-Blnk:910X2100:161577 | n/a | n/a | n/a | Pset_DoorCommon | n/a | n/a | n/a
ProductionYear | n/a | 1900-12-31T23:59:59 | Submitted:Submitted for Approval | Component | nbl_Door_Int-Sgl-Blnk:910X2100:161577 |  | n/a | n/a | Pset_ManufacturerTypeInformation | n/a | n/a
Level | n/a | 1900-12-31T23:59:59 | Submitted:Submitted for Approval | Component | nbl_Door_Int-Sgl-Blnk:910X2100:161577 | Level: Ground Floor | n/a | n/a | Constraints | n/a | n/a
Sill Height | n/a | 1900-12-31T23:59:59 | Submitted:Submitted for Approval | Component | nbl_Door_Int-Sgl-Blnk:910X2100:161577 | 0 | n/a | n/a | Constraints | n/a | n/a | n/a
ArchitraveBackRequired | n/a | 1900-12-31T23:59:59 | Submitted:Submitted for Approval | Component | nbl_Door_Int-Sgl-Blnk:910X2100:161577 | TRUE | n/a | n/a | Construction | n/a | n/a | n/a
ArchitraveFrontRequired | n/a | 1900-12-31T23:59:59 | Submitted:Submitted for Approval | Component | nbl_Door_Int-Sgl-Blnk:910X2100:161577 | TRUE | n/a | n/a | Construction | n/a | n/a | n/a
DoubleAction | n/a | 1900-12-31T23:59:59 | Submitted:Submitted for Approval | Component | nbl_Door_Int-Sgl-Blnk:910X2100:161577 | n/a | n/a | n/a | Construction | n/a | n/a | n/a
ExtensionLining | n/a | 1900-12-31T23:59:59 | Submitted:Submitted for Approval | Component | nbl_Door_Int-Sgl-Blnk:910X2100:161577 | n/a | n/a | n/a | Construction | n/a | n/a | n/a
SingleAction | n/a | 1900-12-31T23:59:59 | Submitted:Submitted for Approval | Component | nbl_Door_Int-Sgl-Blnk:910X2100:161577 | TRUE | n/a | n/a | Construction | n/a | n/a | n/a
ArchitraveSetbackFromFrameFace | n/a | 1900-12-31T23:59:59 | Submitted:Submitted for Approval | Component | nbl_Door_Int-Sgl-Blnk:910X2100:161577 | 15 | n/a | n/a | Dimensions | n/a | n/a | n/a
ArchitraveThickness | n/a | 1900-12-31T23:59:59 | Submitted:Submitted for Approval | Component | nbl_Door_Int-Sgl-Blnk:910X2100:161577 | 45 | n/a | n/a | Dimensions | n/a | n/a | n/a
ArchitraveWidth | n/a | 1900-12-31T23:59:59 | Submitted:Submitted for Approval | Component | nbl_Door_Int-Sgl-Blnk:910X2100:161577 | 14 | n/a | n/a | Dimensions | n/a | n/a | n/a
FailSafeAngle | n/a | 1900-12-31T23:59:59 | Submitted:Submitted for Approval | Component | nbl_Door_Int-Sgl-Blnk:910X2100:161577 | 90 | n/a | n/a | Dimensions | n/a | n/a | n/a
FrameWidth | n/a | 1900-12-31T23:59:59 | Submitted:Submitted for Approval | Component | nbl_Door_Int-Sgl-Blnk:910X2100:161577 | 180 | n/a | n/a | Dimensions | n/a | n/a | n/a
LeafOffsetToFrame | n/a | 1900-12-31T23:59:59 | Submitted:Submitted for Approval | Component | nbl_Door_Int-Sgl-Blnk:910X2100:161577 | 0 | n/a | n/a | Dimensions | n/a | n/a | n/a
LeafSwingAngleGraphic | n/a | 1900-12-31T23:59:59 | Submitted:Submitted for Approval | Component | nbl_Door_Int-Sgl-Blnk:910X2100:161577 | 90 | n/a | n/a | Dimensions | n/a | n/a | n/a
RebateDepth | n/a | 1900-12-31T23:59:59 | Submitted:Submitted for Approval | Component | nbl_Door_Int-Sgl-Blnk:910X2100:161577 | 46 | n/a | n/a | Dimensions | n/a | n/a | n/a
WallThickness | n/a | 1900-12-31T23:59:59 | Submitted:Submitted for Approval | Component | nbl_Door_Int-Sgl-Blnk:910X2100:161577 | 180 | n/a | n/a | Dimensions | n/a | n/a | n/a
FireRating | n/a | 1900-12-31T23:59:59 | Submitted:Submitted for Approval | Component | nbl_Door_Int-Sgl-Blnk:910X2100:161577 | 60 | n/a | n/a | Fire Protection | n/a | n/a
AirTransferGrille | n/a | 1900-12-31T23:59:59 | Submitted:Submitted for Approval | Component | nbl_Door_Int-Sgl-Blnk:910X2100:161577 | n/a | n/a | n/a | Identity Data | n/a | n/a | n/a
AirTransferGrilleSize | n/a | 1900-12-31T23:59:59 | Submitted:Submitted for Approval | Component | nbl_Door_Int-Sgl-Blnk:910X2100:161577 |  | n/a | n/a | Identity Data | n/a | n/a
AntiFingerTrapRequirement | n/a | 1900-12-31T23:59:59 | Submitted:Submitted for Approval | Component | nbl_Door_Int-Sgl-Blnk:910X2100:161577 | n/a | n/a | n/a | Identity Data | n/a | n/a | n/a
BreakOutFacility | n/a | 1900-12-31T23:59:59 | Submitted:Submitted for Approval | Component | nbl_Door_Int-Sgl-Blnk:910X2100:161577 | n/a | n/a | n/a | Identity Data | n/a | n/a | n/a
ComponentNumber | n/a | 1900-12-31T23:59:59 | Submitted:Submitted for Approval | Component | nbl_Door_Int-Sgl-Blnk:910X2100:161577 |  | n/a | n/a | Identity Data | n/a | n/a
Decoration | n/a | 1900-12-31T23:59:59 | Submitted:Submitted for Approval | Component | nbl_Door_Int-Sgl-Blnk:910X2100:161577 |  | n/a | n/a | Identity Data | n/a | n/a
DoorNumber | n/a | 1900-12-31T23:59:59 | Submitted:Submitted for Approval | Component | nbl_Door_Int-Sgl-Blnk:910X2100:161577 | D15 | n/a | n/a | Identity Data | n/a | n/a
ElectronicLock | n/a | 1900-12-31T23:59:59 | Submitted:Submitted for Approval | Component | nbl_Door_Int-Sgl-Blnk:910X2100:161577 | n/a | n/a | n/a | Identity Data | n/a | n/a | n/a
FloorFinish | n/a | 1900-12-31T23:59:59 | Submitted:Submitted for Approval | Component | nbl_Door_Int-Sgl-Blnk:910X2100:161577 |  | n/a | n/a | Identity Data | n/a | n/a
FrameFinish | n/a | 1900-12-31T23:59:59 | Submitted:Submitted for Approval | Component | nbl_Door_Int-Sgl-Blnk:910X2100:161577 |  | n/a | n/a | Identity Data | n/a | n/a
FrameMaterial | n/a | 1900-12-31T23:59:59 | Submitted:Submitted for Approval | Component | nbl_Door_Int-Sgl-Blnk:910X2100:161577 |  | n/a | n/a | Identity Data | n/a | n/a
GlassThickness | n/a | 1900-12-31T23:59:59 | Submitted:Submitted for Approval | Component | nbl_Door_Int-Sgl-Blnk:910X2100:161577 |  | n/a | n/a | Identity Data | n/a | n/a
GlassType | n/a | 1900-12-31T23:59:59 | Submitted:Submitted for Approval | Component | nbl_Door_Int-Sgl-Blnk:910X2100:161577 |  | n/a | n/a | Identity Data | n/a | n/a
Handing | n/a | 1900-12-31T23:59:59 | Submitted:Submitted for Approval | Component | nbl_Door_Int-Sgl-Blnk:910X2100:161577 |  | n/a | n/a | Identity Data | n/a | n/a
HardwareSet | n/a | 1900-12-31T23:59:59 | Submitted:Submitted for Approval | Component | nbl_Door_Int-Sgl-Blnk:910X2100:161577 |  | n/a | n/a | Identity Data | n/a | n/a
HeadDetail | n/a | 1900-12-31T23:59:59 | Submitted:Submitted for Approval | Component | nbl_Door_Int-Sgl-Blnk:910X2100:161577 |  | n/a | n/a | Identity Data | n/a | n/a
HoldOpen | n/a | 1900-12-31T23:59:59 | Submitted:Submitted for Approval | Component | nbl_Door_Int-Sgl-Blnk:910X2100:161577 | n/a | n/a | n/a | Identity Data | n/a | n/a | n/a
JambDetail | n/a | 1900-12-31T23:59:59 | Submitted:Submitted for Approval | Component | nbl_Door_Int-Sgl-Blnk:910X2100:161577 |  | n/a | n/a | Identity Data | n/a | n/a
KeySuiting | n/a | 1900-12-31T23:59:59 | Submitted:Submitted for Approval | Component | nbl_Door_Int-Sgl-Blnk:910X2100:161577 |  | n/a | n/a | Identity Data | n/a | n/a
LeafEdgings | n/a | 1900-12-31T23:59:59 | Submitted:Submitted for Approval | Component | nbl_Door_Int-Sgl-Blnk:910X2100:161577 |  | n/a | n/a | Identity Data | n/a | n/a
LeafFacing | n/a | 1900-12-31T23:59:59 | Submitted:Submitted for Approval | Component | nbl_Door_Int-Sgl-Blnk:910X2100:161577 |  | n/a | n/a | Identity Data | n/a | n/a
LeafSwing | n/a | 1900-12-31T23:59:59 | Submitted:Submitted for Approval | Component | nbl_Door_Int-Sgl-Blnk:910X2100:161577 |  | n/a | n/a | Identity Data | n/a | n/a
Mark | n/a | 1900-12-31T23:59:59 | Submitted:Submitted for Approval | Component | nbl_Door_Int-Sgl-Blnk:910X2100:161577 | 23 | n/a | n/a | Identity Data | n/a | n/a
OpeningMechanism | n/a | 1900-12-31T23:59:59 | Submitted:Submitted for Approval | Component | nbl_Door_Int-Sgl-Blnk:910X2100:161577 | n/a | n/a | n/a | Identity Data | n/a | n/a | n/a
PoweredOperation | n/a | 1900-12-31T23:59:59 | Submitted:Submitted for Approval | Component | nbl_Door_Int-Sgl-Blnk:910X2100:161577 | n/a | n/a | n/a | Identity Data | n/a | n/a | n/a
SignageFire | n/a | 1900-12-31T23:59:59 | Submitted:Submitted for Approval | Component | nbl_Door_Int-Sgl-Blnk:910X2100:161577 |  | n/a | n/a | Identity Data | n/a | n/a
SignageSecurity | n/a | 1900-12-31T23:59:59 | Submitted:Submitted for Approval | Component | nbl_Door_Int-Sgl-Blnk:910X2100:161577 |  | n/a | n/a | Identity Data | n/a | n/a
SignageWayfinding | n/a | 1900-12-31T23:59:59 | Submitted:Submitted for Approval | Component | nbl_Door_Int-Sgl-Blnk:910X2100:161577 |  | n/a | n/a | Identity Data | n/a | n/a
AssetIdentifier | n/a | 1900-12-31T23:59:59 | Submitted:Submitted for Approval | Component | nbl_Door_Int-Sgl-Blnk:910X2100:161577 |  | n/a | n/a | Other | n/a | n/a
BarCode | n/a | 1900-12-31T23:59:59 | Submitted:Submitted for Approval | Component | nbl_Door_Int-Sgl-Blnk:910X2100:161577 |  | n/a | n/a | Other | n/a | n/a
Head Height | n/a | 1900-12-31T23:59:59 | Submitted:Submitted for Approval | Component | nbl_Door_Int-Sgl-Blnk:910X2100:161577 | 2100 | n/a | n/a | Other | n/a | n/a | n/a
InstallationDate | n/a | 1900-12-31T23:59:59 | Submitted:Submitted for Approval | Component | nbl_Door_Int-Sgl-Blnk:910X2100:161577 |  | n/a | n/a | Other | n/a | n/a
SerialNumber | n/a | 1900-12-31T23:59:59 | Submitted:Submitted for Approval | Component | nbl_Door_Int-Sgl-Blnk:910X2100:161577 |  | n/a | n/a | Other | n/a | n/a
TagNumber | n/a | 1900-12-31T23:59:59 | Submitted:Submitted for Approval | Component | nbl_Door_Int-Sgl-Blnk:910X2100:161577 |  | n/a | n/a | Other | n/a | n/a
WarrantyStartDate | n/a | 1900-12-31T23:59:59 | Submitted:Submitted for Approval | Component | nbl_Door_Int-Sgl-Blnk:910X2100:161577 |  | n/a | n/a | Other | n/a | n/a
Phase Created | n/a | 1900-12-31T23:59:59 | Submitted:Submitted for Approval | Component | nbl_Door_Int-Sgl-Blnk:910X2100:161577 | New Construction | n/a | n/a | Phasing | n/a | n/a
Absorptance | n/a | 1900-12-31T23:59:59 | Submitted:Submitted for Approval | Type | Basic Wall:downpipe | 0.1 | n/a | n/a | Analytical Properties | n/a | n/a | n/a
Roughness | n/a | 1900-12-31T23:59:59 | Submitted:Submitted for Approval | Type | Basic Wall:downpipe | 1 | n/a | n/a | Analytical Properties | n/a | n/a | n/a
Function | n/a | 1900-12-31T23:59:59 | Submitted:Submitted for Approval | Type | Basic Wall:downpipe | Exterior | n/a | n/a | Construction | n/a | n/a
Width | n/a | 1900-12-31T23:59:59 | Submitted:Submitted for Approval | Type | Basic Wall:downpipe | 15 | n/a | n/a | Construction | n/a | n/a | n/a
Wrapping at Ends | n/a | 1900-12-31T23:59:59 | Submitted:Submitted for Approval | Type | Basic Wall:downpipe | Exterior | n/a | n/a | Construction | n/a | n/a
Wrapping at Inserts | n/a | 1900-12-31T23:59:59 | Submitted:Submitted for Approval | Type | Basic Wall:downpipe | Exterior | n/a | n/a | Construction | n/a | n/a
Coarse Scale Fill Color | n/a | 1900-12-31T23:59:59 | Submitted:Submitted for Approval | Type | Basic Wall:downpipe | 0 | n/a | n/a | Graphics | n/a | n/a | n/a
Assembly Code | n/a | 1900-12-31T23:59:59 | Submitted:Submitted for Approval | Type | Basic Wall:downpipe |  | n/a | n/a | Identity Data | n/a | n/a
Assembly Description | n/a | 1900-12-31T23:59:59 | Submitted:Submitted for Approval | Type | Basic Wall:downpipe |  | n/a | n/a | Identity Data | n/a | n/a
Structural Material | n/a | 1900-12-31T23:59:59 | Submitted:Submitted for Approval | Type | Basic Wall:downpipe | Downpipe | n/a | n/a | Materials and Finishes | n/a | n/a
Base Constraint | n/a | 1900-12-31T23:59:59 | Submitted:Submitted for Approval | Component | Basic Wall:downpipe:227833 | Level: Ground Floor | n/a | n/a | Constraints | n/a | n/a
Base Extension Distance | n/a | 1900-12-31T23:59:59 | Submitted:Submitted for Approval | Component | Basic Wall:downpipe:227833 | 0 | n/a | n/a | Constraints | n/a | n/a | n/a
Base is Attached | n/a | 1900-12-31T23:59:59 | Submitted:Submitted for Approval | Component | Basic Wall:downpipe:227833 | n/a | n/a | n/a | Constraints | n/a | n/a | n/a
Base Offset | n/a | 1900-12-31T23:59:59 | Submitted:Submitted for Approval | Component | Basic Wall:downpipe:227833 | 0 | n/a | n/a | Constraints | n/a | n/a | n/a
Location Line | n/a | 1900-12-31T23:59:59 | Submitted:Submitted for Approval | Component | Basic Wall:downpipe:227833 | Finish Face: Exterior | n/a | n/a | Constraints | n/a | n/a
Related to Mass | n/a | 1900-12-31T23:59:59 | Submitted:Submitted for Approval | Component | Basic Wall:downpipe:227833 | n/a | n/a | n/a | Constraints | n/a | n/a | n/a
Room Bounding | n/a | 1900-12-31T23:59:59 | Submitted:Submitted for Approval | Component | Basic Wall:downpipe:227833 | TRUE | n/a | n/a | Constraints | n/a | n/a | n/a
Top Constraint | n/a | 1900-12-31T23:59:59 | Submitted:Submitted for Approval | Component | Basic Wall:downpipe:227833 | Level: Roof Over Main Beams | n/a | n/a | Constraints | n/a | n/a
Top Extension Distance | n/a | 1900-12-31T23:59:59 | Submitted:Submitted for Approval | Component | Basic Wall:downpipe:227833 | 0 | n/a | n/a | Constraints | n/a | n/a | n/a
Top is Attached | n/a | 1900-12-31T23:59:59 | Submitted:Submitted for Approval | Component | Basic Wall:downpipe:227833 | n/a | n/a | n/a | Constraints | n/a | n/a | n/a
Top Offset | n/a | 1900-12-31T23:59:59 | Submitted:Submitted for Approval | Component | Basic Wall:downpipe:227833 | 150 | n/a | n/a | Constraints | n/a | n/a | n/a
Unconnected Height | n/a | 1900-12-31T23:59:59 | Submitted:Submitted for Approval | Component | Basic Wall:downpipe:227833 | 4150 | n/a | n/a | Constraints | n/a | n/a | n/a
Area | n/a | 1900-12-31T23:59:59 | Submitted:Submitted for Approval | Component | Basic Wall:downpipe:227833 | 0.83 | n/a | n/a | Dimensions | n/a | n/a | n/a
Length | n/a | 1900-12-31T23:59:59 | Submitted:Submitted for Approval | Component | Basic Wall:downpipe:227833 | 192.5 | n/a | n/a | Dimensions | n/a | n/a | n/a
Volume | n/a | 1900-12-31T23:59:59 | Submitted:Submitted for Approval | Component | Basic Wall:downpipe:227833 | 0.01245 | n/a | n/a | Dimensions | n/a | n/a | n/a
Phase Created | n/a | 1900-12-31T23:59:59 | Submitted:Submitted for Approval | Component | Basic Wall:downpipe:227833 | New Construction | n/a | n/a | Phasing | n/a | n/a
Enable Analytical Model | n/a | 1900-12-31T23:59:59 | Submitted:Submitted for Approval | Component | Basic Wall:downpipe:227833 | n/a | n/a | n/a | Structural | n/a | n/a | n/a
Structural | n/a | 1900-12-31T23:59:59 | Submitted:Submitted for Approval | Component | Basic Wall:downpipe:227833 | n/a | n/a | n/a | Structural | n/a | n/a | n/a
Structural Usage | n/a | 1900-12-31T23:59:59 | Submitted:Submitted for Approval | Component | Basic Wall:downpipe:227833 | Non-bearing | n/a | n/a | Structural | n/a | n/a
Reference | n/a | 1900-12-31T23:59:59 | Submitted:Submitted for Approval | Component | Basic Wall:downpipe:227833 | downpipe | n/a | n/a | Pset_WallCommon | n/a | n/a
LoadBearing | n/a | 1900-12-31T23:59:59 | Submitted:Submitted for Approval | Component | Basic Wall:downpipe:227833 | n/a | n/a | n/a | Pset_WallCommon | n/a | n/a | n/a
ExtendToStructure | n/a | 1900-12-31T23:59:59 | Submitted:Submitted for Approval | Component | Basic Wall:downpipe:227833 | n/a | n/a | n/a | Pset_WallCommon | n/a | n/a | n/a
IsExternal | n/a | 1900-12-31T23:59:59 | Submitted:Submitted for Approval | Component | Basic Wall:downpipe:227833 | TRUE | n/a | n/a | Pset_WallCommon | n/a | n/a | n/a
Base Constraint | n/a | 1900-12-31T23:59:59 | Submitted:Submitted for Approval | Component | Basic Wall:downpipe:227834 | Level: Ground Floor | n/a | n/a | Constraints | n/a | n/a
Base Extension Distance | n/a | 1900-12-31T23:59:59 | Submitted:Submitted for Approval | Component | Basic Wall:downpipe:227834 | 0 | n/a | n/a | Constraints | n/a | n/a | n/a
Base is Attached | n/a | 1900-12-31T23:59:59 | Submitted:Submitted for Approval | Component | Basic Wall:downpipe:227834 | n/a | n/a | n/a | Constraints | n/a | n/a | n/a
Base Offset | n/a | 1900-12-31T23:59:59 | Submitted:Submitted for Approval | Component | Basic Wall:downpipe:227834 | 0 | n/a | n/a | Constraints | n/a | n/a | n/a
Location Line | n/a | 1900-12-31T23:59:59 | Submitted:Submitted for Approval | Component | Basic Wall:downpipe:227834 | Finish Face: Exterior | n/a | n/a | Constraints | n/a | n/a
Related to Mass | n/a | 1900-12-31T23:59:59 | Submitted:Submitted for Approval | Component | Basic Wall:downpipe:227834 | n/a | n/a | n/a | Constraints | n/a | n/a | n/a
Room Bounding | n/a | 1900-12-31T23:59:59 | Submitted:Submitted for Approval | Component | Basic Wall:downpipe:227834 | TRUE | n/a | n/a | Constraints | n/a | n/a | n/a
Top Constraint | n/a | 1900-12-31T23:59:59 | Submitted:Submitted for Approval | Component | Basic Wall:downpipe:227834 | Level: Roof Over Main Beams | n/a | n/a | Constraints | n/a | n/a
Top Extension Distance | n/a | 1900-12-31T23:59:59 | Submitted:Submitted for Approval | Component | Basic Wall:downpipe:227834 | 0 | n/a | n/a | Constraints | n/a | n/a | n/a
Top is Attached | n/a | 1900-12-31T23:59:59 | Submitted:Submitted for Approval | Component | Basic Wall:downpipe:227834 | n/a | n/a | n/a | Constraints | n/a | n/a | n/a
Top Offset | n/a | 1900-12-31T23:59:59 | Submitted:Submitted for Approval | Component | Basic Wall:downpipe:227834 | 150 | n/a | n/a | Constraints | n/a | n/a | n/a
Unconnected Height | n/a | 1900-12-31T23:59:59 | Submitted:Submitted for Approval | Component | Basic Wall:downpipe:227834 | 4150 | n/a | n/a | Constraints | n/a | n/a | n/a
Area | n/a | 1900-12-31T23:59:59 | Submitted:Submitted for Approval | Component | Basic Wall:downpipe:227834 | 0.76775 | n/a | n/a | Dimensions | n/a | n/a | n/a
Length | n/a | 1900-12-31T23:59:59 | Submitted:Submitted for Approval | Component | Basic Wall:downpipe:227834 | 185 | n/a | n/a | Dimensions | n/a | n/a | n/a
Volume | n/a | 1900-12-31T23:59:59 | Submitted:Submitted for Approval | Component | Basic Wall:downpipe:227834 | 0.011516 | n/a | n/a | Dimensions | n/a | n/a | n/a
Phase Created | n/a | 1900-12-31T23:59:59 | Submitted:Submitted for Approval | Component | Basic Wall:downpipe:227834 | New Construction | n/a | n/a | Phasing | n/a | n/a
Enable Analytical Model | n/a | 1900-12-31T23:59:59 | Submitted:Submitted for Approval | Component | Basic Wall:downpipe:227834 | n/a | n/a | n/a | Structural | n/a | n/a | n/a
Structural | n/a | 1900-12-31T23:59:59 | Submitted:Submitted for Approval | Component | Basic Wall:downpipe:227834 | n/a | n/a | n/a | Structural | n/a | n/a | n/a
Structural Usage | n/a | 1900-12-31T23:59:59 | Submitted:Submitted for Approval | Component | Basic Wall:downpipe:227834 | Non-bearing | n/a | n/a | Structural | n/a | n/a
Reference | n/a | 1900-12-31T23:59:59 | Submitted:Submitted for Approval | Component | Basic Wall:downpipe:227834 | downpipe | n/a | n/a | Pset_WallCommon | n/a | n/a
LoadBearing | n/a | 1900-12-31T23:59:59 | Submitted:Submitted for Approval | Component | Basic Wall:downpipe:227834 | n/a | n/a | n/a | Pset_WallCommon | n/a | n/a | n/a
ExtendToStructure | n/a | 1900-12-31T23:59:59 | Submitted:Submitted for Approval | Component | Basic Wall:downpipe:227834 | n/a | n/a | n/a | Pset_WallCommon | n/a | n/a | n/a
IsExternal | n/a | 1900-12-31T23:59:59 | Submitted:Submitted for Approval | Component | Basic Wall:downpipe:227834 | TRUE | n/a | n/a | Pset_WallCommon | n/a | n/a | n/a
Base Constraint | n/a | 1900-12-31T23:59:59 | Submitted:Submitted for Approval | Component | Basic Wall:downpipe:227835 | Level: Ground Floor | n/a | n/a | Constraints | n/a | n/a
Base Extension Distance | n/a | 1900-12-31T23:59:59 | Submitted:Submitted for Approval | Component | Basic Wall:downpipe:227835 | 0 | n/a | n/a | Constraints | n/a | n/a | n/a
Base is Attached | n/a | 1900-12-31T23:59:59 | Submitted:Submitted for Approval | Component | Basic Wall:downpipe:227835 | n/a | n/a | n/a | Constraints | n/a | n/a | n/a
Base Offset | n/a | 1900-12-31T23:59:59 | Submitted:Submitted for Approval | Component | Basic Wall:downpipe:227835 | 0 | n/a | n/a | Constraints | n/a | n/a | n/a
Location Line | n/a | 1900-12-31T23:59:59 | Submitted:Submitted for Approval | Component | Basic Wall:downpipe:227835 | Finish Face: Exterior | n/a | n/a | Constraints | n/a | n/a
Related to Mass | n/a | 1900-12-31T23:59:59 | Submitted:Submitted for Approval | Component | Basic Wall:downpipe:227835 | n/a | n/a | n/a | Constraints | n/a | n/a | n/a
Room Bounding | n/a | 1900-12-31T23:59:59 | Submitted:Submitted for Approval | Component | Basic Wall:downpipe:227835 | TRUE | n/a | n/a | Constraints | n/a | n/a | n/a
Top Constraint | n/a | 1900-12-31T23:59:59 | Submitted:Submitted for Approval | Component | Basic Wall:downpipe:227835 | Level: Roof Over Main Beams | n/a | n/a | Constraints | n/a | n/a
Top Extension Distance | n/a | 1900-12-31T23:59:59 | Submitted:Submitted for Approval | Component | Basic Wall:downpipe:227835 | 0 | n/a | n/a | Constraints | n/a | n/a | n/a
Top is Attached | n/a | 1900-12-31T23:59:59 | Submitted:Submitted for Approval | Component | Basic Wall:downpipe:227835 | n/a | n/a | n/a | Constraints | n/a | n/a | n/a
Top Offset | n/a | 1900-12-31T23:59:59 | Submitted:Submitted for Approval | Component | Basic Wall:downpipe:227835 | 150 | n/a | n/a | Constraints | n/a | n/a | n/a
Unconnected Height | n/a | 1900-12-31T23:59:59 | Submitted:Submitted for Approval | Component | Basic Wall:downpipe:227835 | 4150 | n/a | n/a | Constraints | n/a | n/a | n/a
Area | n/a | 1900-12-31T23:59:59 | Submitted:Submitted for Approval | Component | Basic Wall:downpipe:227835 | 0.76775 | n/a | n/a | Dimensions | n/a | n/a | n/a
Length | n/a | 1900-12-31T23:59:59 | Submitted:Submitted for Approval | Component | Basic Wall:downpipe:227835 | 192.5 | n/a | n/a | Dimensions | n/a | n/a | n/a
Volume | n/a | 1900-12-31T23:59:59 | Submitted:Submitted for Approval | Component | Basic Wall:downpipe:227835 | 0.011516 | n/a | n/a | Dimensions | n/a | n/a | n/a
Phase Created | n/a | 1900-12-31T23:59:59 | Submitted:Submitted for Approval | Component | Basic Wall:downpipe:227835 | New Construction | n/a | n/a | Phasing | n/a | n/a
Enable Analytical Model | n/a | 1900-12-31T23:59:59 | Submitted:Submitted for Approval | Component | Basic Wall:downpipe:227835 | n/a | n/a | n/a | Structural | n/a | n/a | n/a
Structural | n/a | 1900-12-31T23:59:59 | Submitted:Submitted for Approval | Component | Basic Wall:downpipe:227835 | n/a | n/a | n/a | Structural | n/a | n/a | n/a
Structural Usage | n/a | 1900-12-31T23:59:59 | Submitted:Submitted for Approval | Component | Basic Wall:downpipe:227835 | Non-bearing | n/a | n/a | Structural | n/a | n/a
Reference | n/a | 1900-12-31T23:59:59 | Submitted:Submitted for Approval | Component | Basic Wall:downpipe:227835 | downpipe | n/a | n/a | Pset_WallCommon | n/a | n/a
LoadBearing | n/a | 1900-12-31T23:59:59 | Submitted:Submitted for Approval | Component | Basic Wall:downpipe:227835 | n/a | n/a | n/a | Pset_WallCommon | n/a | n/a | n/a
ExtendToStructure | n/a | 1900-12-31T23:59:59 | Submitted:Submitted for Approval | Component | Basic Wall:downpipe:227835 | n/a | n/a | n/a | Pset_WallCommon | n/a | n/a | n/a
IsExternal | n/a | 1900-12-31T23:59:59 | Submitted:Submitted for Approval | Component | Basic Wall:downpipe:227835 | TRUE | n/a | n/a | Pset_WallCommon | n/a | n/a | n/a
Base Constraint | n/a | 1900-12-31T23:59:59 | Submitted:Submitted for Approval | Component | Basic Wall:downpipe:358440 | Level: Ground Floor | n/a | n/a | Constraints | n/a | n/a
Base Extension Distance | n/a | 1900-12-31T23:59:59 | Submitted:Submitted for Approval | Component | Basic Wall:downpipe:358440 | 0 | n/a | n/a | Constraints | n/a | n/a | n/a
Base is Attached | n/a | 1900-12-31T23:59:59 | Submitted:Submitted for Approval | Component | Basic Wall:downpipe:358440 | n/a | n/a | n/a | Constraints | n/a | n/a | n/a
Base Offset | n/a | 1900-12-31T23:59:59 | Submitted:Submitted for Approval | Component | Basic Wall:downpipe:358440 | 0 | n/a | n/a | Constraints | n/a | n/a | n/a
Location Line | n/a | 1900-12-31T23:59:59 | Submitted:Submitted for Approval | Component | Basic Wall:downpipe:358440 | Finish Face: Exterior | n/a | n/a | Constraints | n/a | n/a
Related to Mass | n/a | 1900-12-31T23:59:59 | Submitted:Submitted for Approval | Component | Basic Wall:downpipe:358440 | n/a | n/a | n/a | Constraints | n/a | n/a | n/a
Room Bounding | n/a | 1900-12-31T23:59:59 | Submitted:Submitted for Approval | Component | Basic Wall:downpipe:358440 | TRUE | n/a | n/a | Constraints | n/a | n/a | n/a
Top Constraint | n/a | 1900-12-31T23:59:59 | Submitted:Submitted for Approval | Component | Basic Wall:downpipe:358440 | Level: Roof Over Main Beams | n/a | n/a | Constraints | n/a | n/a
Top Extension Distance | n/a | 1900-12-31T23:59:59 | Submitted:Submitted for Approval | Component | Basic Wall:downpipe:358440 | 0 | n/a | n/a | Constraints | n/a | n/a | n/a
Top is Attached | n/a | 1900-12-31T23:59:59 | Submitted:Submitted for Approval | Component | Basic Wall:downpipe:358440 | n/a | n/a | n/a | Constraints | n/a | n/a | n/a
Top Offset | n/a | 1900-12-31T23:59:59 | Submitted:Submitted for Approval | Component | Basic Wall:downpipe:358440 | 0 | n/a | n/a | Constraints | n/a | n/a | n/a
Unconnected Height | n/a | 1900-12-31T23:59:59 | Submitted:Submitted for Approval | Component | Basic Wall:downpipe:358440 | 4000 | n/a | n/a | Constraints | n/a | n/a | n/a
Area | n/a | 1900-12-31T23:59:59 | Submitted:Submitted for Approval | Component | Basic Wall:downpipe:358440 | 0.8 | n/a | n/a | Dimensions | n/a | n/a | n/a
Length | n/a | 1900-12-31T23:59:59 | Submitted:Submitted for Approval | Component | Basic Wall:downpipe:358440 | 192.5 | n/a | n/a | Dimensions | n/a | n/a | n/a
Volume | n/a | 1900-12-31T23:59:59 | Submitted:Submitted for Approval | Component | Basic Wall:downpipe:358440 | 0.012 | n/a | n/a | Dimensions | n/a | n/a | n/a
Phase Created | n/a | 1900-12-31T23:59:59 | Submitted:Submitted for Approval | Component | Basic Wall:downpipe:358440 | New Construction | n/a | n/a | Phasing | n/a | n/a
Enable Analytical Model | n/a | 1900-12-31T23:59:59 | Submitted:Submitted for Approval | Component | Basic Wall:downpipe:358440 | n/a | n/a | n/a | Structural | n/a | n/a | n/a
Structural | n/a | 1900-12-31T23:59:59 | Submitted:Submitted for Approval | Component | Basic Wall:downpipe:358440 | n/a | n/a | n/a | Structural | n/a | n/a | n/a
Structural Usage | n/a | 1900-12-31T23:59:59 | Submitted:Submitted for Approval | Component | Basic Wall:downpipe:358440 | Non-bearing | n/a | n/a | Structural | n/a | n/a
Reference | n/a | 1900-12-31T23:59:59 | Submitted:Submitted for Approval | Component | Basic Wall:downpipe:358440 | downpipe | n/a | n/a | Pset_WallCommon | n/a | n/a
LoadBearing | n/a | 1900-12-31T23:59:59 | Submitted:Submitted for Approval | Component | Basic Wall:downpipe:358440 | n/a | n/a | n/a | Pset_WallCommon | n/a | n/a | n/a
ExtendToStructure | n/a | 1900-12-31T23:59:59 | Submitted:Submitted for Approval | Component | Basic Wall:downpipe:358440 | n/a | n/a | n/a | Pset_WallCommon | n/a | n/a | n/a
IsExternal | n/a | 1900-12-31T23:59:59 | Submitted:Submitted for Approval | Component | Basic Wall:downpipe:358440 | TRUE | n/a | n/a | Pset_WallCommon | n/a | n/a | n/a
Base Constraint | n/a | 1900-12-31T23:59:59 | Submitted:Submitted for Approval | Component | Basic Wall:downpipe:358441 | Level: Ground Floor | n/a | n/a | Constraints | n/a | n/a
Base Extension Distance | n/a | 1900-12-31T23:59:59 | Submitted:Submitted for Approval | Component | Basic Wall:downpipe:358441 | 0 | n/a | n/a | Constraints | n/a | n/a | n/a
Base is Attached | n/a | 1900-12-31T23:59:59 | Submitted:Submitted for Approval | Component | Basic Wall:downpipe:358441 | n/a | n/a | n/a | Constraints | n/a | n/a | n/a
Base Offset | n/a | 1900-12-31T23:59:59 | Submitted:Submitted for Approval | Component | Basic Wall:downpipe:358441 | 0 | n/a | n/a | Constraints | n/a | n/a | n/a
Location Line | n/a | 1900-12-31T23:59:59 | Submitted:Submitted for Approval | Component | Basic Wall:downpipe:358441 | Finish Face: Exterior | n/a | n/a | Constraints | n/a | n/a
Related to Mass | n/a | 1900-12-31T23:59:59 | Submitted:Submitted for Approval | Component | Basic Wall:downpipe:358441 | n/a | n/a | n/a | Constraints | n/a | n/a | n/a
Room Bounding | n/a | 1900-12-31T23:59:59 | Submitted:Submitted for Approval | Component | Basic Wall:downpipe:358441 | TRUE | n/a | n/a | Constraints | n/a | n/a | n/a
Top Constraint | n/a | 1900-12-31T23:59:59 | Submitted:Submitted for Approval | Component | Basic Wall:downpipe:358441 | Level: Roof Over Main Beams | n/a | n/a | Constraints | n/a | n/a
Top Extension Distance | n/a | 1900-12-31T23:59:59 | Submitted:Submitted for Approval | Component | Basic Wall:downpipe:358441 | 0 | n/a | n/a | Constraints | n/a | n/a | n/a
Top is Attached | n/a | 1900-12-31T23:59:59 | Submitted:Submitted for Approval | Component | Basic Wall:downpipe:358441 | n/a | n/a | n/a | Constraints | n/a | n/a | n/a
Top Offset | n/a | 1900-12-31T23:59:59 | Submitted:Submitted for Approval | Component | Basic Wall:downpipe:358441 | 0 | n/a | n/a | Constraints | n/a | n/a | n/a
Unconnected Height | n/a | 1900-12-31T23:59:59 | Submitted:Submitted for Approval | Component | Basic Wall:downpipe:358441 | 4000 | n/a | n/a | Constraints | n/a | n/a | n/a
Area | n/a | 1900-12-31T23:59:59 | Submitted:Submitted for Approval | Component | Basic Wall:downpipe:358441 | 0.74 | n/a | n/a | Dimensions | n/a | n/a | n/a
Length | n/a | 1900-12-31T23:59:59 | Submitted:Submitted for Approval | Component | Basic Wall:downpipe:358441 | 185 | n/a | n/a | Dimensions | n/a | n/a | n/a
Volume | n/a | 1900-12-31T23:59:59 | Submitted:Submitted for Approval | Component | Basic Wall:downpipe:358441 | 0.0111 | n/a | n/a | Dimensions | n/a | n/a | n/a
Phase Created | n/a | 1900-12-31T23:59:59 | Submitted:Submitted for Approval | Component | Basic Wall:downpipe:358441 | New Construction | n/a | n/a | Phasing | n/a | n/a
Enable Analytical Model | n/a | 1900-12-31T23:59:59 | Submitted:Submitted for Approval | Component | Basic Wall:downpipe:358441 | n/a | n/a | n/a | Structural | n/a | n/a | n/a
Structural | n/a | 1900-12-31T23:59:59 | Submitted:Submitted for Approval | Component | Basic Wall:downpipe:358441 | n/a | n/a | n/a | Structural | n/a | n/a | n/a
Structural Usage | n/a | 1900-12-31T23:59:59 | Submitted:Submitted for Approval | Component | Basic Wall:downpipe:358441 | Non-bearing | n/a | n/a | Structural | n/a | n/a
Reference | n/a | 1900-12-31T23:59:59 | Submitted:Submitted for Approval | Component | Basic Wall:downpipe:358441 | downpipe | n/a | n/a | Pset_WallCommon | n/a | n/a
LoadBearing | n/a | 1900-12-31T23:59:59 | Submitted:Submitted for Approval | Component | Basic Wall:downpipe:358441 | n/a | n/a | n/a | Pset_WallCommon | n/a | n/a | n/a
ExtendToStructure | n/a | 1900-12-31T23:59:59 | Submitted:Submitted for Approval | Component | Basic Wall:downpipe:358441 | n/a | n/a | n/a | Pset_WallCommon | n/a | n/a | n/a
IsExternal | n/a | 1900-12-31T23:59:59 | Submitted:Submitted for Approval | Component | Basic Wall:downpipe:358441 | TRUE | n/a | n/a | Pset_WallCommon | n/a | n/a | n/a
Base Constraint | n/a | 1900-12-31T23:59:59 | Submitted:Submitted for Approval | Component | Basic Wall:downpipe:358442 | Level: Ground Floor | n/a | n/a | Constraints | n/a | n/a
Base Extension Distance | n/a | 1900-12-31T23:59:59 | Submitted:Submitted for Approval | Component | Basic Wall:downpipe:358442 | 0 | n/a | n/a | Constraints | n/a | n/a | n/a
Base is Attached | n/a | 1900-12-31T23:59:59 | Submitted:Submitted for Approval | Component | Basic Wall:downpipe:358442 | n/a | n/a | n/a | Constraints | n/a | n/a | n/a
Base Offset | n/a | 1900-12-31T23:59:59 | Submitted:Submitted for Approval | Component | Basic Wall:downpipe:358442 | 0 | n/a | n/a | Constraints | n/a | n/a | n/a
Location Line | n/a | 1900-12-31T23:59:59 | Submitted:Submitted for Approval | Component | Basic Wall:downpipe:358442 | Finish Face: Exterior | n/a | n/a | Constraints | n/a | n/a
Related to Mass | n/a | 1900-12-31T23:59:59 | Submitted:Submitted for Approval | Component | Basic Wall:downpipe:358442 | n/a | n/a | n/a | Constraints | n/a | n/a | n/a
Room Bounding | n/a | 1900-12-31T23:59:59 | Submitted:Submitted for Approval | Component | Basic Wall:downpipe:358442 | TRUE | n/a | n/a | Constraints | n/a | n/a | n/a
Top Constraint | n/a | 1900-12-31T23:59:59 | Submitted:Submitted for Approval | Component | Basic Wall:downpipe:358442 | Level: Roof Over Main Beams | n/a | n/a | Constraints | n/a | n/a
Top Extension Distance | n/a | 1900-12-31T23:59:59 | Submitted:Submitted for Approval | Component | Basic Wall:downpipe:358442 | 0 | n/a | n/a | Constraints | n/a | n/a | n/a
Top is Attached | n/a | 1900-12-31T23:59:59 | Submitted:Submitted for Approval | Component | Basic Wall:downpipe:358442 | n/a | n/a | n/a | Constraints | n/a | n/a | n/a
Top Offset | n/a | 1900-12-31T23:59:59 | Submitted:Submitted for Approval | Component | Basic Wall:downpipe:358442 | 0 | n/a | n/a | Constraints | n/a | n/a | n/a
Unconnected Height | n/a | 1900-12-31T23:59:59 | Submitted:Submitted for Approval | Component | Basic Wall:downpipe:358442 | 4000 | n/a | n/a | Constraints | n/a | n/a | n/a
Area | n/a | 1900-12-31T23:59:59 | Submitted:Submitted for Approval | Component | Basic Wall:downpipe:358442 | 0.74 | n/a | n/a | Dimensions | n/a | n/a | n/a
Length | n/a | 1900-12-31T23:59:59 | Submitted:Submitted for Approval | Component | Basic Wall:downpipe:358442 | 192.5 | n/a | n/a | Dimensions | n/a | n/a | n/a
Volume | n/a | 1900-12-31T23:59:59 | Submitted:Submitted for Approval | Component | Basic Wall:downpipe:358442 | 0.0111 | n/a | n/a | Dimensions | n/a | n/a | n/a
Phase Created | n/a | 1900-12-31T23:59:59 | Submitted:Submitted for Approval | Component | Basic Wall:downpipe:358442 | New Construction | n/a | n/a | Phasing | n/a | n/a
Enable Analytical Model | n/a | 1900-12-31T23:59:59 | Submitted:Submitted for Approval | Component | Basic Wall:downpipe:358442 | n/a | n/a | n/a | Structural | n/a | n/a | n/a
Structural | n/a | 1900-12-31T23:59:59 | Submitted:Submitted for Approval | Component | Basic Wall:downpipe:358442 | n/a | n/a | n/a | Structural | n/a | n/a | n/a
Structural Usage | n/a | 1900-12-31T23:59:59 | Submitted:Submitted for Approval | Component | Basic Wall:downpipe:358442 | Non-bearing | n/a | n/a | Structural | n/a | n/a
Reference | n/a | 1900-12-31T23:59:59 | Submitted:Submitted for Approval | Component | Basic Wall:downpipe:358442 | downpipe | n/a | n/a | Pset_WallCommon | n/a | n/a
LoadBearing | n/a | 1900-12-31T23:59:59 | Submitted:Submitted for Approval | Component | Basic Wall:downpipe:358442 | n/a | n/a | n/a | Pset_WallCommon | n/a | n/a | n/a
ExtendToStructure | n/a | 1900-12-31T23:59:59 | Submitted:Submitted for Approval | Component | Basic Wall:downpipe:358442 | n/a | n/a | n/a | Pset_WallCommon | n/a | n/a | n/a
IsExternal | n/a | 1900-12-31T23:59:59 | Submitted:Submitted for Approval | Component | Basic Wall:downpipe:358442 | TRUE | n/a | n/a | Pset_WallCommon | n/a | n/a | n/a
Base Constraint | n/a | 1900-12-31T23:59:59 | Submitted:Submitted for Approval | Component | Basic Wall:downpipe:358490 | Level: Ground Floor | n/a | n/a | Constraints | n/a | n/a
Base Extension Distance | n/a | 1900-12-31T23:59:59 | Submitted:Submitted for Approval | Component | Basic Wall:downpipe:358490 | 0 | n/a | n/a | Constraints | n/a | n/a | n/a
Base is Attached | n/a | 1900-12-31T23:59:59 | Submitted:Submitted for Approval | Component | Basic Wall:downpipe:358490 | n/a | n/a | n/a | Constraints | n/a | n/a | n/a
Base Offset | n/a | 1900-12-31T23:59:59 | Submitted:Submitted for Approval | Component | Basic Wall:downpipe:358490 | 0 | n/a | n/a | Constraints | n/a | n/a | n/a
Location Line | n/a | 1900-12-31T23:59:59 | Submitted:Submitted for Approval | Component | Basic Wall:downpipe:358490 | Finish Face: Exterior | n/a | n/a | Constraints | n/a | n/a
Related to Mass | n/a | 1900-12-31T23:59:59 | Submitted:Submitted for Approval | Component | Basic Wall:downpipe:358490 | n/a | n/a | n/a | Constraints | n/a | n/a | n/a
Room Bounding | n/a | 1900-12-31T23:59:59 | Submitted:Submitted for Approval | Component | Basic Wall:downpipe:358490 | TRUE | n/a | n/a | Constraints | n/a | n/a | n/a
Top Constraint | n/a | 1900-12-31T23:59:59 | Submitted:Submitted for Approval | Component | Basic Wall:downpipe:358490 | Level: Roof Over Main Beams | n/a | n/a | Constraints | n/a | n/a
Top Extension Distance | n/a | 1900-12-31T23:59:59 | Submitted:Submitted for Approval | Component | Basic Wall:downpipe:358490 | 0 | n/a | n/a | Constraints | n/a | n/a | n/a
Top is Attached | n/a | 1900-12-31T23:59:59 | Submitted:Submitted for Approval | Component | Basic Wall:downpipe:358490 | n/a | n/a | n/a | Constraints | n/a | n/a | n/a
Top Offset | n/a | 1900-12-31T23:59:59 | Submitted:Submitted for Approval | Component | Basic Wall:downpipe:358490 | 0 | n/a | n/a | Constraints | n/a | n/a | n/a
Unconnected Height | n/a | 1900-12-31T23:59:59 | Submitted:Submitted for Approval | Component | Basic Wall:downpipe:358490 | 4000 | n/a | n/a | Constraints | n/a | n/a | n/a
Area | n/a | 1900-12-31T23:59:59 | Submitted:Submitted for Approval | Component | Basic Wall:downpipe:358490 | 0.8 | n/a | n/a | Dimensions | n/a | n/a | n/a
Length | n/a | 1900-12-31T23:59:59 | Submitted:Submitted for Approval | Component | Basic Wall:downpipe:358490 | 192.5 | n/a | n/a | Dimensions | n/a | n/a | n/a
Volume | n/a | 1900-12-31T23:59:59 | Submitted:Submitted for Approval | Component | Basic Wall:downpipe:358490 | 0.012 | n/a | n/a | Dimensions | n/a | n/a | n/a
Phase Created | n/a | 1900-12-31T23:59:59 | Submitted:Submitted for Approval | Component | Basic Wall:downpipe:358490 | New Construction | n/a | n/a | Phasing | n/a | n/a
Enable Analytical Model | n/a | 1900-12-31T23:59:59 | Submitted:Submitted for Approval | Component | Basic Wall:downpipe:358490 | n/a | n/a | n/a | Structural | n/a | n/a | n/a
Structural | n/a | 1900-12-31T23:59:59 | Submitted:Submitted for Approval | Component | Basic Wall:downpipe:358490 | n/a | n/a | n/a | Structural | n/a | n/a | n/a
Structural Usage | n/a | 1900-12-31T23:59:59 | Submitted:Submitted for Approval | Component | Basic Wall:downpipe:358490 | Non-bearing | n/a | n/a | Structural | n/a | n/a
Reference | n/a | 1900-12-31T23:59:59 | Submitted:Submitted for Approval | Component | Basic Wall:downpipe:358490 | downpipe | n/a | n/a | Pset_WallCommon | n/a | n/a
LoadBearing | n/a | 1900-12-31T23:59:59 | Submitted:Submitted for Approval | Component | Basic Wall:downpipe:358490 | n/a | n/a | n/a | Pset_WallCommon | n/a | n/a | n/a
ExtendToStructure | n/a | 1900-12-31T23:59:59 | Submitted:Submitted for Approval | Component | Basic Wall:downpipe:358490 | n/a | n/a | n/a | Pset_WallCommon | n/a | n/a | n/a
IsExternal | n/a | 1900-12-31T23:59:59 | Submitted:Submitted for Approval | Component | Basic Wall:downpipe:358490 | TRUE | n/a | n/a | Pset_WallCommon | n/a | n/a | n/a
Base Constraint | n/a | 1900-12-31T23:59:59 | Submitted:Submitted for Approval | Component | Basic Wall:downpipe:358491 | Level: Ground Floor | n/a | n/a | Constraints | n/a | n/a
Base Extension Distance | n/a | 1900-12-31T23:59:59 | Submitted:Submitted for Approval | Component | Basic Wall:downpipe:358491 | 0 | n/a | n/a | Constraints | n/a | n/a | n/a
Base is Attached | n/a | 1900-12-31T23:59:59 | Submitted:Submitted for Approval | Component | Basic Wall:downpipe:358491 | n/a | n/a | n/a | Constraints | n/a | n/a | n/a
Base Offset | n/a | 1900-12-31T23:59:59 | Submitted:Submitted for Approval | Component | Basic Wall:downpipe:358491 | 0 | n/a | n/a | Constraints | n/a | n/a | n/a
Location Line | n/a | 1900-12-31T23:59:59 | Submitted:Submitted for Approval | Component | Basic Wall:downpipe:358491 | Finish Face: Exterior | n/a | n/a | Constraints | n/a | n/a
Related to Mass | n/a | 1900-12-31T23:59:59 | Submitted:Submitted for Approval | Component | Basic Wall:downpipe:358491 | n/a | n/a | n/a | Constraints | n/a | n/a | n/a
Room Bounding | n/a | 1900-12-31T23:59:59 | Submitted:Submitted for Approval | Component | Basic Wall:downpipe:358491 | TRUE | n/a | n/a | Constraints | n/a | n/a | n/a
Top Constraint | n/a | 1900-12-31T23:59:59 | Submitted:Submitted for Approval | Component | Basic Wall:downpipe:358491 | Level: Roof Over Main Beams | n/a | n/a | Constraints | n/a | n/a
Top Extension Distance | n/a | 1900-12-31T23:59:59 | Submitted:Submitted for Approval | Component | Basic Wall:downpipe:358491 | 0 | n/a | n/a | Constraints | n/a | n/a | n/a
Top is Attached | n/a | 1900-12-31T23:59:59 | Submitted:Submitted for Approval | Component | Basic Wall:downpipe:358491 | n/a | n/a | n/a | Constraints | n/a | n/a | n/a
Top Offset | n/a | 1900-12-31T23:59:59 | Submitted:Submitted for Approval | Component | Basic Wall:downpipe:358491 | 0 | n/a | n/a | Constraints | n/a | n/a | n/a
Unconnected Height | n/a | 1900-12-31T23:59:59 | Submitted:Submitted for Approval | Component | Basic Wall:downpipe:358491 | 4000 | n/a | n/a | Constraints | n/a | n/a | n/a
Area | n/a | 1900-12-31T23:59:59 | Submitted:Submitted for Approval | Component | Basic Wall:downpipe:358491 | 0.74 | n/a | n/a | Dimensions | n/a | n/a | n/a
Length | n/a | 1900-12-31T23:59:59 | Submitted:Submitted for Approval | Component | Basic Wall:downpipe:358491 | 185 | n/a | n/a | Dimensions | n/a | n/a | n/a
Volume | n/a | 1900-12-31T23:59:59 | Submitted:Submitted for Approval | Component | Basic Wall:downpipe:358491 | 0.0111 | n/a | n/a | Dimensions | n/a | n/a | n/a
Phase Created | n/a | 1900-12-31T23:59:59 | Submitted:Submitted for Approval | Component | Basic Wall:downpipe:358491 | New Construction | n/a | n/a | Phasing | n/a | n/a
Enable Analytical Model | n/a | 1900-12-31T23:59:59 | Submitted:Submitted for Approval | Component | Basic Wall:downpipe:358491 | n/a | n/a | n/a | Structural | n/a | n/a | n/a
Structural | n/a | 1900-12-31T23:59:59 | Submitted:Submitted for Approval | Component | Basic Wall:downpipe:358491 | n/a | n/a | n/a | Structural | n/a | n/a | n/a
Structural Usage | n/a | 1900-12-31T23:59:59 | Submitted:Submitted for Approval | Component | Basic Wall:downpipe:358491 | Non-bearing | n/a | n/a | Structural | n/a | n/a
Reference | n/a | 1900-12-31T23:59:59 | Submitted:Submitted for Approval | Component | Basic Wall:downpipe:358491 | downpipe | n/a | n/a | Pset_WallCommon | n/a | n/a
LoadBearing | n/a | 1900-12-31T23:59:59 | Submitted:Submitted for Approval | Component | Basic Wall:downpipe:358491 | n/a | n/a | n/a | Pset_WallCommon | n/a | n/a | n/a
ExtendToStructure | n/a | 1900-12-31T23:59:59 | Submitted:Submitted for Approval | Component | Basic Wall:downpipe:358491 | n/a | n/a | n/a | Pset_WallCommon | n/a | n/a | n/a
IsExternal | n/a | 1900-12-31T23:59:59 | Submitted:Submitted for Approval | Component | Basic Wall:downpipe:358491 | TRUE | n/a | n/a | Pset_WallCommon | n/a | n/a | n/a
Base Constraint | n/a | 1900-12-31T23:59:59 | Submitted:Submitted for Approval | Component | Basic Wall:downpipe:358492 | Level: Ground Floor | n/a | n/a | Constraints | n/a | n/a
Base Extension Distance | n/a | 1900-12-31T23:59:59 | Submitted:Submitted for Approval | Component | Basic Wall:downpipe:358492 | 0 | n/a | n/a | Constraints | n/a | n/a | n/a
Base is Attached | n/a | 1900-12-31T23:59:59 | Submitted:Submitted for Approval | Component | Basic Wall:downpipe:358492 | n/a | n/a | n/a | Constraints | n/a | n/a | n/a
Base Offset | n/a | 1900-12-31T23:59:59 | Submitted:Submitted for Approval | Component | Basic Wall:downpipe:358492 | 0 | n/a | n/a | Constraints | n/a | n/a | n/a
Location Line | n/a | 1900-12-31T23:59:59 | Submitted:Submitted for Approval | Component | Basic Wall:downpipe:358492 | Finish Face: Exterior | n/a | n/a | Constraints | n/a | n/a
Related to Mass | n/a | 1900-12-31T23:59:59 | Submitted:Submitted for Approval | Component | Basic Wall:downpipe:358492 | n/a | n/a | n/a | Constraints | n/a | n/a | n/a
Room Bounding | n/a | 1900-12-31T23:59:59 | Submitted:Submitted for Approval | Component | Basic Wall:downpipe:358492 | TRUE | n/a | n/a | Constraints | n/a | n/a | n/a
Top Constraint | n/a | 1900-12-31T23:59:59 | Submitted:Submitted for Approval | Component | Basic Wall:downpipe:358492 | Level: Roof Over Main Beams | n/a | n/a | Constraints | n/a | n/a
Top Extension Distance | n/a | 1900-12-31T23:59:59 | Submitted:Submitted for Approval | Component | Basic Wall:downpipe:358492 | 0 | n/a | n/a | Constraints | n/a | n/a | n/a
Top is Attached | n/a | 1900-12-31T23:59:59 | Submitted:Submitted for Approval | Component | Basic Wall:downpipe:358492 | n/a | n/a | n/a | Constraints | n/a | n/a | n/a
Top Offset | n/a | 1900-12-31T23:59:59 | Submitted:Submitted for Approval | Component | Basic Wall:downpipe:358492 | 0 | n/a | n/a | Constraints | n/a | n/a | n/a
Unconnected Height | n/a | 1900-12-31T23:59:59 | Submitted:Submitted for Approval | Component | Basic Wall:downpipe:358492 | 4000 | n/a | n/a | Constraints | n/a | n/a | n/a
Area | n/a | 1900-12-31T23:59:59 | Submitted:Submitted for Approval | Component | Basic Wall:downpipe:358492 | 0.74 | n/a | n/a | Dimensions | n/a | n/a | n/a
Length | n/a | 1900-12-31T23:59:59 | Submitted:Submitted for Approval | Component | Basic Wall:downpipe:358492 | 192.5 | n/a | n/a | Dimensions | n/a | n/a | n/a
Volume | n/a | 1900-12-31T23:59:59 | Submitted:Submitted for Approval | Component | Basic Wall:downpipe:358492 | 0.0111 | n/a | n/a | Dimensions | n/a | n/a | n/a
Phase Created | n/a | 1900-12-31T23:59:59 | Submitted:Submitted for Approval | Component | Basic Wall:downpipe:358492 | New Construction | n/a | n/a | Phasing | n/a | n/a
Enable Analytical Model | n/a | 1900-12-31T23:59:59 | Submitted:Submitted for Approval | Component | Basic Wall:downpipe:358492 | n/a | n/a | n/a | Structural | n/a | n/a | n/a
Structural | n/a | 1900-12-31T23:59:59 | Submitted:Submitted for Approval | Component | Basic Wall:downpipe:358492 | n/a | n/a | n/a | Structural | n/a | n/a | n/a
Structural Usage | n/a | 1900-12-31T23:59:59 | Submitted:Submitted for Approval | Component | Basic Wall:downpipe:358492 | Non-bearing | n/a | n/a | Structural | n/a | n/a
Reference | n/a | 1900-12-31T23:59:59 | Submitted:Submitted for Approval | Component | Basic Wall:downpipe:358492 | downpipe | n/a | n/a | Pset_WallCommon | n/a | n/a
LoadBearing | n/a | 1900-12-31T23:59:59 | Submitted:Submitted for Approval | Component | Basic Wall:downpipe:358492 | n/a | n/a | n/a | Pset_WallCommon | n/a | n/a | n/a
ExtendToStructure | n/a | 1900-12-31T23:59:59 | Submitted:Submitted for Approval | Component | Basic Wall:downpipe:358492 | n/a | n/a | n/a | Pset_WallCommon | n/a | n/a | n/a
IsExternal | n/a | 1900-12-31T23:59:59 | Submitted:Submitted for Approval | Component | Basic Wall:downpipe:358492 | TRUE | n/a | n/a | Pset_WallCommon | n/a | n/a | n/a
Base Constraint | n/a | 1900-12-31T23:59:59 | Submitted:Submitted for Approval | Component | Basic Wall:downpipe:358513 | Level: Ground Floor | n/a | n/a | Constraints | n/a | n/a
Base Extension Distance | n/a | 1900-12-31T23:59:59 | Submitted:Submitted for Approval | Component | Basic Wall:downpipe:358513 | 0 | n/a | n/a | Constraints | n/a | n/a | n/a
Base is Attached | n/a | 1900-12-31T23:59:59 | Submitted:Submitted for Approval | Component | Basic Wall:downpipe:358513 | n/a | n/a | n/a | Constraints | n/a | n/a | n/a
Base Offset | n/a | 1900-12-31T23:59:59 | Submitted:Submitted for Approval | Component | Basic Wall:downpipe:358513 | 0 | n/a | n/a | Constraints | n/a | n/a | n/a
Location Line | n/a | 1900-12-31T23:59:59 | Submitted:Submitted for Approval | Component | Basic Wall:downpipe:358513 | Finish Face: Exterior | n/a | n/a | Constraints | n/a | n/a
Related to Mass | n/a | 1900-12-31T23:59:59 | Submitted:Submitted for Approval | Component | Basic Wall:downpipe:358513 | n/a | n/a | n/a | Constraints | n/a | n/a | n/a
Room Bounding | n/a | 1900-12-31T23:59:59 | Submitted:Submitted for Approval | Component | Basic Wall:downpipe:358513 | TRUE | n/a | n/a | Constraints | n/a | n/a | n/a
Top Constraint | n/a | 1900-12-31T23:59:59 | Submitted:Submitted for Approval | Component | Basic Wall:downpipe:358513 | Level: Roof Over Main Beams | n/a | n/a | Constraints | n/a | n/a
Top Extension Distance | n/a | 1900-12-31T23:59:59 | Submitted:Submitted for Approval | Component | Basic Wall:downpipe:358513 | 0 | n/a | n/a | Constraints | n/a | n/a | n/a
Top is Attached | n/a | 1900-12-31T23:59:59 | Submitted:Submitted for Approval | Component | Basic Wall:downpipe:358513 | n/a | n/a | n/a | Constraints | n/a | n/a | n/a
Top Offset | n/a | 1900-12-31T23:59:59 | Submitted:Submitted for Approval | Component | Basic Wall:downpipe:358513 | 0 | n/a | n/a | Constraints | n/a | n/a | n/a
Unconnected Height | n/a | 1900-12-31T23:59:59 | Submitted:Submitted for Approval | Component | Basic Wall:downpipe:358513 | 4000 | n/a | n/a | Constraints | n/a | n/a | n/a
Area | n/a | 1900-12-31T23:59:59 | Submitted:Submitted for Approval | Component | Basic Wall:downpipe:358513 | 0.8 | n/a | n/a | Dimensions | n/a | n/a | n/a
Length | n/a | 1900-12-31T23:59:59 | Submitted:Submitted for Approval | Component | Basic Wall:downpipe:358513 | 192.5 | n/a | n/a | Dimensions | n/a | n/a | n/a
Volume | n/a | 1900-12-31T23:59:59 | Submitted:Submitted for Approval | Component | Basic Wall:downpipe:358513 | 0.012 | n/a | n/a | Dimensions | n/a | n/a | n/a
Phase Created | n/a | 1900-12-31T23:59:59 | Submitted:Submitted for Approval | Component | Basic Wall:downpipe:358513 | New Construction | n/a | n/a | Phasing | n/a | n/a
Enable Analytical Model | n/a | 1900-12-31T23:59:59 | Submitted:Submitted for Approval | Component | Basic Wall:downpipe:358513 | n/a | n/a | n/a | Structural | n/a | n/a | n/a
Structural | n/a | 1900-12-31T23:59:59 | Submitted:Submitted for Approval | Component | Basic Wall:downpipe:358513 | n/a | n/a | n/a | Structural | n/a | n/a | n/a
Structural Usage | n/a | 1900-12-31T23:59:59 | Submitted:Submitted for Approval | Component | Basic Wall:downpipe:358513 | Non-bearing | n/a | n/a | Structural | n/a | n/a
Reference | n/a | 1900-12-31T23:59:59 | Submitted:Submitted for Approval | Component | Basic Wall:downpipe:358513 | downpipe | n/a | n/a | Pset_WallCommon | n/a | n/a
LoadBearing | n/a | 1900-12-31T23:59:59 | Submitted:Submitted for Approval | Component | Basic Wall:downpipe:358513 | n/a | n/a | n/a | Pset_WallCommon | n/a | n/a | n/a
ExtendToStructure | n/a | 1900-12-31T23:59:59 | Submitted:Submitted for Approval | Component | Basic Wall:downpipe:358513 | n/a | n/a | n/a | Pset_WallCommon | n/a | n/a | n/a
IsExternal | n/a | 1900-12-31T23:59:59 | Submitted:Submitted for Approval | Component | Basic Wall:downpipe:358513 | TRUE | n/a | n/a | Pset_WallCommon | n/a | n/a | n/a
Base Constraint | n/a | 1900-12-31T23:59:59 | Submitted:Submitted for Approval | Component | Basic Wall:downpipe:358514 | Level: Ground Floor | n/a | n/a | Constraints | n/a | n/a
Base Extension Distance | n/a | 1900-12-31T23:59:59 | Submitted:Submitted for Approval | Component | Basic Wall:downpipe:358514 | 0 | n/a | n/a | Constraints | n/a | n/a | n/a
Base is Attached | n/a | 1900-12-31T23:59:59 | Submitted:Submitted for Approval | Component | Basic Wall:downpipe:358514 | n/a | n/a | n/a | Constraints | n/a | n/a | n/a
Base Offset | n/a | 1900-12-31T23:59:59 | Submitted:Submitted for Approval | Component | Basic Wall:downpipe:358514 | 0 | n/a | n/a | Constraints | n/a | n/a | n/a
Location Line | n/a | 1900-12-31T23:59:59 | Submitted:Submitted for Approval | Component | Basic Wall:downpipe:358514 | Finish Face: Exterior | n/a | n/a | Constraints | n/a | n/a
Related to Mass | n/a | 1900-12-31T23:59:59 | Submitted:Submitted for Approval | Component | Basic Wall:downpipe:358514 | n/a | n/a | n/a | Constraints | n/a | n/a | n/a
Room Bounding | n/a | 1900-12-31T23:59:59 | Submitted:Submitted for Approval | Component | Basic Wall:downpipe:358514 | TRUE | n/a | n/a | Constraints | n/a | n/a | n/a
Top Constraint | n/a | 1900-12-31T23:59:59 | Submitted:Submitted for Approval | Component | Basic Wall:downpipe:358514 | Level: Roof Over Main Beams | n/a | n/a | Constraints | n/a | n/a
Top Extension Distance | n/a | 1900-12-31T23:59:59 | Submitted:Submitted for Approval | Component | Basic Wall:downpipe:358514 | 0 | n/a | n/a | Constraints | n/a | n/a | n/a
Top is Attached | n/a | 1900-12-31T23:59:59 | Submitted:Submitted for Approval | Component | Basic Wall:downpipe:358514 | n/a | n/a | n/a | Constraints | n/a | n/a | n/a
Top Offset | n/a | 1900-12-31T23:59:59 | Submitted:Submitted for Approval | Component | Basic Wall:downpipe:358514 | 0 | n/a | n/a | Constraints | n/a | n/a | n/a
Unconnected Height | n/a | 1900-12-31T23:59:59 | Submitted:Submitted for Approval | Component | Basic Wall:downpipe:358514 | 4000 | n/a | n/a | Constraints | n/a | n/a | n/a
Area | n/a | 1900-12-31T23:59:59 | Submitted:Submitted for Approval | Component | Basic Wall:downpipe:358514 | 0.74 | n/a | n/a | Dimensions | n/a | n/a | n/a
Length | n/a | 1900-12-31T23:59:59 | Submitted:Submitted for Approval | Component | Basic Wall:downpipe:358514 | 185 | n/a | n/a | Dimensions | n/a | n/a | n/a
Volume | n/a | 1900-12-31T23:59:59 | Submitted:Submitted for Approval | Component | Basic Wall:downpipe:358514 | 0.0111 | n/a | n/a | Dimensions | n/a | n/a | n/a
Phase Created | n/a | 1900-12-31T23:59:59 | Submitted:Submitted for Approval | Component | Basic Wall:downpipe:358514 | New Construction | n/a | n/a | Phasing | n/a | n/a
Enable Analytical Model | n/a | 1900-12-31T23:59:59 | Submitted:Submitted for Approval | Component | Basic Wall:downpipe:358514 | n/a | n/a | n/a | Structural | n/a | n/a | n/a
Structural | n/a | 1900-12-31T23:59:59 | Submitted:Submitted for Approval | Component | Basic Wall:downpipe:358514 | n/a | n/a | n/a | Structural | n/a | n/a | n/a
Structural Usage | n/a | 1900-12-31T23:59:59 | Submitted:Submitted for Approval | Component | Basic Wall:downpipe:358514 | Non-bearing | n/a | n/a | Structural | n/a | n/a
Reference | n/a | 1900-12-31T23:59:59 | Submitted:Submitted for Approval | Component | Basic Wall:downpipe:358514 | downpipe | n/a | n/a | Pset_WallCommon | n/a | n/a
LoadBearing | n/a | 1900-12-31T23:59:59 | Submitted:Submitted for Approval | Component | Basic Wall:downpipe:358514 | n/a | n/a | n/a | Pset_WallCommon | n/a | n/a | n/a
ExtendToStructure | n/a | 1900-12-31T23:59:59 | Submitted:Submitted for Approval | Component | Basic Wall:downpipe:358514 | n/a | n/a | n/a | Pset_WallCommon | n/a | n/a | n/a
IsExternal | n/a | 1900-12-31T23:59:59 | Submitted:Submitted for Approval | Component | Basic Wall:downpipe:358514 | TRUE | n/a | n/a | Pset_WallCommon | n/a | n/a | n/a
Base Constraint | n/a | 1900-12-31T23:59:59 | Submitted:Submitted for Approval | Component | Basic Wall:downpipe:358515 | Level: Ground Floor | n/a | n/a | Constraints | n/a | n/a
Base Extension Distance | n/a | 1900-12-31T23:59:59 | Submitted:Submitted for Approval | Component | Basic Wall:downpipe:358515 | 0 | n/a | n/a | Constraints | n/a | n/a | n/a
Base is Attached | n/a | 1900-12-31T23:59:59 | Submitted:Submitted for Approval | Component | Basic Wall:downpipe:358515 | n/a | n/a | n/a | Constraints | n/a | n/a | n/a
Base Offset | n/a | 1900-12-31T23:59:59 | Submitted:Submitted for Approval | Component | Basic Wall:downpipe:358515 | 0 | n/a | n/a | Constraints | n/a | n/a | n/a
Location Line | n/a | 1900-12-31T23:59:59 | Submitted:Submitted for Approval | Component | Basic Wall:downpipe:358515 | Finish Face: Exterior | n/a | n/a | Constraints | n/a | n/a
Related to Mass | n/a | 1900-12-31T23:59:59 | Submitted:Submitted for Approval | Component | Basic Wall:downpipe:358515 | n/a | n/a | n/a | Constraints | n/a | n/a | n/a
Room Bounding | n/a | 1900-12-31T23:59:59 | Submitted:Submitted for Approval | Component | Basic Wall:downpipe:358515 | TRUE | n/a | n/a | Constraints | n/a | n/a | n/a
Top Constraint | n/a | 1900-12-31T23:59:59 | Submitted:Submitted for Approval | Component | Basic Wall:downpipe:358515 | Level: Roof Over Main Beams | n/a | n/a | Constraints | n/a | n/a
Top Extension Distance | n/a | 1900-12-31T23:59:59 | Submitted:Submitted for Approval | Component | Basic Wall:downpipe:358515 | 0 | n/a | n/a | Constraints | n/a | n/a | n/a
Top is Attached | n/a | 1900-12-31T23:59:59 | Submitted:Submitted for Approval | Component | Basic Wall:downpipe:358515 | n/a | n/a | n/a | Constraints | n/a | n/a | n/a
Top Offset | n/a | 1900-12-31T23:59:59 | Submitted:Submitted for Approval | Component | Basic Wall:downpipe:358515 | 0 | n/a | n/a | Constraints | n/a | n/a | n/a
Unconnected Height | n/a | 1900-12-31T23:59:59 | Submitted:Submitted for Approval | Component | Basic Wall:downpipe:358515 | 4000 | n/a | n/a | Constraints | n/a | n/a | n/a
Area | n/a | 1900-12-31T23:59:59 | Submitted:Submitted for Approval | Component | Basic Wall:downpipe:358515 | 0.74 | n/a | n/a | Dimensions | n/a | n/a | n/a
Length | n/a | 1900-12-31T23:59:59 | Submitted:Submitted for Approval | Component | Basic Wall:downpipe:358515 | 192.5 | n/a | n/a | Dimensions | n/a | n/a | n/a
Volume | n/a | 1900-12-31T23:59:59 | Submitted:Submitted for Approval | Component | Basic Wall:downpipe:358515 | 0.0111 | n/a | n/a | Dimensions | n/a | n/a | n/a
Phase Created | n/a | 1900-12-31T23:59:59 | Submitted:Submitted for Approval | Component | Basic Wall:downpipe:358515 | New Construction | n/a | n/a | Phasing | n/a | n/a
Enable Analytical Model | n/a | 1900-12-31T23:59:59 | Submitted:Submitted for Approval | Component | Basic Wall:downpipe:358515 | n/a | n/a | n/a | Structural | n/a | n/a | n/a
Structural | n/a | 1900-12-31T23:59:59 | Submitted:Submitted for Approval | Component | Basic Wall:downpipe:358515 | n/a | n/a | n/a | Structural | n/a | n/a | n/a
Structural Usage | n/a | 1900-12-31T23:59:59 | Submitted:Submitted for Approval | Component | Basic Wall:downpipe:358515 | Non-bearing | n/a | n/a | Structural | n/a | n/a
Reference | n/a | 1900-12-31T23:59:59 | Submitted:Submitted for Approval | Component | Basic Wall:downpipe:358515 | downpipe | n/a | n/a | Pset_WallCommon | n/a | n/a
LoadBearing | n/a | 1900-12-31T23:59:59 | Submitted:Submitted for Approval | Component | Basic Wall:downpipe:358515 | n/a | n/a | n/a | Pset_WallCommon | n/a | n/a | n/a
ExtendToStructure | n/a | 1900-12-31T23:59:59 | Submitted:Submitted for Approval | Component | Basic Wall:downpipe:358515 | n/a | n/a | n/a | Pset_WallCommon | n/a | n/a | n/a
IsExternal | n/a | 1900-12-31T23:59:59 | Submitted:Submitted for Approval | Component | Basic Wall:downpipe:358515 | TRUE | n/a | n/a | Pset_WallCommon | n/a | n/a | n/a
Base Constraint | n/a | 1900-12-31T23:59:59 | Submitted:Submitted for Approval | Component | Basic Wall:downpipe:358587 | Level: Ground Floor | n/a | n/a | Constraints | n/a | n/a
Base Extension Distance | n/a | 1900-12-31T23:59:59 | Submitted:Submitted for Approval | Component | Basic Wall:downpipe:358587 | 0 | n/a | n/a | Constraints | n/a | n/a | n/a
Base is Attached | n/a | 1900-12-31T23:59:59 | Submitted:Submitted for Approval | Component | Basic Wall:downpipe:358587 | n/a | n/a | n/a | Constraints | n/a | n/a | n/a
Base Offset | n/a | 1900-12-31T23:59:59 | Submitted:Submitted for Approval | Component | Basic Wall:downpipe:358587 | 0 | n/a | n/a | Constraints | n/a | n/a | n/a
Location Line | n/a | 1900-12-31T23:59:59 | Submitted:Submitted for Approval | Component | Basic Wall:downpipe:358587 | Finish Face: Exterior | n/a | n/a | Constraints | n/a | n/a
Related to Mass | n/a | 1900-12-31T23:59:59 | Submitted:Submitted for Approval | Component | Basic Wall:downpipe:358587 | n/a | n/a | n/a | Constraints | n/a | n/a | n/a
Room Bounding | n/a | 1900-12-31T23:59:59 | Submitted:Submitted for Approval | Component | Basic Wall:downpipe:358587 | TRUE | n/a | n/a | Constraints | n/a | n/a | n/a
Top Constraint | n/a | 1900-12-31T23:59:59 | Submitted:Submitted for Approval | Component | Basic Wall:downpipe:358587 | Level: Roof Over Main Beams | n/a | n/a | Constraints | n/a | n/a
Top Extension Distance | n/a | 1900-12-31T23:59:59 | Submitted:Submitted for Approval | Component | Basic Wall:downpipe:358587 | 0 | n/a | n/a | Constraints | n/a | n/a | n/a
Top is Attached | n/a | 1900-12-31T23:59:59 | Submitted:Submitted for Approval | Component | Basic Wall:downpipe:358587 | n/a | n/a | n/a | Constraints | n/a | n/a | n/a
Top Offset | n/a | 1900-12-31T23:59:59 | Submitted:Submitted for Approval | Component | Basic Wall:downpipe:358587 | 0 | n/a | n/a | Constraints | n/a | n/a | n/a
Unconnected Height | n/a | 1900-12-31T23:59:59 | Submitted:Submitted for Approval | Component | Basic Wall:downpipe:358587 | 4000 | n/a | n/a | Constraints | n/a | n/a | n/a
Area | n/a | 1900-12-31T23:59:59 | Submitted:Submitted for Approval | Component | Basic Wall:downpipe:358587 | 0.8 | n/a | n/a | Dimensions | n/a | n/a | n/a
Length | n/a | 1900-12-31T23:59:59 | Submitted:Submitted for Approval | Component | Basic Wall:downpipe:358587 | 192.5 | n/a | n/a | Dimensions | n/a | n/a | n/a
Volume | n/a | 1900-12-31T23:59:59 | Submitted:Submitted for Approval | Component | Basic Wall:downpipe:358587 | 0.012 | n/a | n/a | Dimensions | n/a | n/a | n/a
Phase Created | n/a | 1900-12-31T23:59:59 | Submitted:Submitted for Approval | Component | Basic Wall:downpipe:358587 | New Construction | n/a | n/a | Phasing | n/a | n/a
Enable Analytical Model | n/a | 1900-12-31T23:59:59 | Submitted:Submitted for Approval | Component | Basic Wall:downpipe:358587 | n/a | n/a | n/a | Structural | n/a | n/a | n/a
Structural | n/a | 1900-12-31T23:59:59 | Submitted:Submitted for Approval | Component | Basic Wall:downpipe:358587 | n/a | n/a | n/a | Structural | n/a | n/a | n/a
Structural Usage | n/a | 1900-12-31T23:59:59 | Submitted:Submitted for Approval | Component | Basic Wall:downpipe:358587 | Non-bearing | n/a | n/a | Structural | n/a | n/a
Reference | n/a | 1900-12-31T23:59:59 | Submitted:Submitted for Approval | Component | Basic Wall:downpipe:358587 | downpipe | n/a | n/a | Pset_WallCommon | n/a | n/a
LoadBearing | n/a | 1900-12-31T23:59:59 | Submitted:Submitted for Approval | Component | Basic Wall:downpipe:358587 | n/a | n/a | n/a | Pset_WallCommon | n/a | n/a | n/a
ExtendToStructure | n/a | 1900-12-31T23:59:59 | Submitted:Submitted for Approval | Component | Basic Wall:downpipe:358587 | n/a | n/a | n/a | Pset_WallCommon | n/a | n/a | n/a
IsExternal | n/a | 1900-12-31T23:59:59 | Submitted:Submitted for Approval | Component | Basic Wall:downpipe:358587 | TRUE | n/a | n/a | Pset_WallCommon | n/a | n/a | n/a
Base Constraint | n/a | 1900-12-31T23:59:59 | Submitted:Submitted for Approval | Component | Basic Wall:downpipe:358588 | Level: Ground Floor | n/a | n/a | Constraints | n/a | n/a
Base Extension Distance | n/a | 1900-12-31T23:59:59 | Submitted:Submitted for Approval | Component | Basic Wall:downpipe:358588 | 0 | n/a | n/a | Constraints | n/a | n/a | n/a
Base is Attached | n/a | 1900-12-31T23:59:59 | Submitted:Submitted for Approval | Component | Basic Wall:downpipe:358588 | n/a | n/a | n/a | Constraints | n/a | n/a | n/a
Base Offset | n/a | 1900-12-31T23:59:59 | Submitted:Submitted for Approval | Component | Basic Wall:downpipe:358588 | 0 | n/a | n/a | Constraints | n/a | n/a | n/a
Location Line | n/a | 1900-12-31T23:59:59 | Submitted:Submitted for Approval | Component | Basic Wall:downpipe:358588 | Finish Face: Exterior | n/a | n/a | Constraints | n/a | n/a
Related to Mass | n/a | 1900-12-31T23:59:59 | Submitted:Submitted for Approval | Component | Basic Wall:downpipe:358588 | n/a | n/a | n/a | Constraints | n/a | n/a | n/a
Room Bounding | n/a | 1900-12-31T23:59:59 | Submitted:Submitted for Approval | Component | Basic Wall:downpipe:358588 | TRUE | n/a | n/a | Constraints | n/a | n/a | n/a
Top Constraint | n/a | 1900-12-31T23:59:59 | Submitted:Submitted for Approval | Component | Basic Wall:downpipe:358588 | Level: Roof Over Main Beams | n/a | n/a | Constraints | n/a | n/a
Top Extension Distance | n/a | 1900-12-31T23:59:59 | Submitted:Submitted for Approval | Component | Basic Wall:downpipe:358588 | 0 | n/a | n/a | Constraints | n/a | n/a | n/a
Top is Attached | n/a | 1900-12-31T23:59:59 | Submitted:Submitted for Approval | Component | Basic Wall:downpipe:358588 | n/a | n/a | n/a | Constraints | n/a | n/a | n/a
Top Offset | n/a | 1900-12-31T23:59:59 | Submitted:Submitted for Approval | Component | Basic Wall:downpipe:358588 | 0 | n/a | n/a | Constraints | n/a | n/a | n/a
Unconnected Height | n/a | 1900-12-31T23:59:59 | Submitted:Submitted for Approval | Component | Basic Wall:downpipe:358588 | 4000 | n/a | n/a | Constraints | n/a | n/a | n/a
Area | n/a | 1900-12-31T23:59:59 | Submitted:Submitted for Approval | Component | Basic Wall:downpipe:358588 | 0.74 | n/a | n/a | Dimensions | n/a | n/a | n/a
Length | n/a | 1900-12-31T23:59:59 | Submitted:Submitted for Approval | Component | Basic Wall:downpipe:358588 | 185 | n/a | n/a | Dimensions | n/a | n/a | n/a
Volume | n/a | 1900-12-31T23:59:59 | Submitted:Submitted for Approval | Component | Basic Wall:downpipe:358588 | 0.0111 | n/a | n/a | Dimensions | n/a | n/a | n/a
Phase Created | n/a | 1900-12-31T23:59:59 | Submitted:Submitted for Approval | Component | Basic Wall:downpipe:358588 | New Construction | n/a | n/a | Phasing | n/a | n/a
Enable Analytical Model | n/a | 1900-12-31T23:59:59 | Submitted:Submitted for Approval | Component | Basic Wall:downpipe:358588 | n/a | n/a | n/a | Structural | n/a | n/a | n/a
Structural | n/a | 1900-12-31T23:59:59 | Submitted:Submitted for Approval | Component | Basic Wall:downpipe:358588 | n/a | n/a | n/a | Structural | n/a | n/a | n/a
Structural Usage | n/a | 1900-12-31T23:59:59 | Submitted:Submitted for Approval | Component | Basic Wall:downpipe:358588 | Non-bearing | n/a | n/a | Structural | n/a | n/a
Reference | n/a | 1900-12-31T23:59:59 | Submitted:Submitted for Approval | Component | Basic Wall:downpipe:358588 | downpipe | n/a | n/a | Pset_WallCommon | n/a | n/a
LoadBearing | n/a | 1900-12-31T23:59:59 | Submitted:Submitted for Approval | Component | Basic Wall:downpipe:358588 | n/a | n/a | n/a | Pset_WallCommon | n/a | n/a | n/a
ExtendToStructure | n/a | 1900-12-31T23:59:59 | Submitted:Submitted for Approval | Component | Basic Wall:downpipe:358588 | n/a | n/a | n/a | Pset_WallCommon | n/a | n/a | n/a
IsExternal | n/a | 1900-12-31T23:59:59 | Submitted:Submitted for Approval | Component | Basic Wall:downpipe:358588 | TRUE | n/a | n/a | Pset_WallCommon | n/a | n/a | n/a
Base Constraint | n/a | 1900-12-31T23:59:59 | Submitted:Submitted for Approval | Component | Basic Wall:downpipe:358589 | Level: Ground Floor | n/a | n/a | Constraints | n/a | n/a
Base Extension Distance | n/a | 1900-12-31T23:59:59 | Submitted:Submitted for Approval | Component | Basic Wall:downpipe:358589 | 0 | n/a | n/a | Constraints | n/a | n/a | n/a
Base is Attached | n/a | 1900-12-31T23:59:59 | Submitted:Submitted for Approval | Component | Basic Wall:downpipe:358589 | n/a | n/a | n/a | Constraints | n/a | n/a | n/a
Base Offset | n/a | 1900-12-31T23:59:59 | Submitted:Submitted for Approval | Component | Basic Wall:downpipe:358589 | 0 | n/a | n/a | Constraints | n/a | n/a | n/a
Location Line | n/a | 1900-12-31T23:59:59 | Submitted:Submitted for Approval | Component | Basic Wall:downpipe:358589 | Finish Face: Exterior | n/a | n/a | Constraints | n/a | n/a
Related to Mass | n/a | 1900-12-31T23:59:59 | Submitted:Submitted for Approval | Component | Basic Wall:downpipe:358589 | n/a | n/a | n/a | Constraints | n/a | n/a | n/a
Room Bounding | n/a | 1900-12-31T23:59:59 | Submitted:Submitted for Approval | Component | Basic Wall:downpipe:358589 | TRUE | n/a | n/a | Constraints | n/a | n/a | n/a
Top Constraint | n/a | 1900-12-31T23:59:59 | Submitted:Submitted for Approval | Component | Basic Wall:downpipe:358589 | Level: Roof Over Main Beams | n/a | n/a | Constraints | n/a | n/a
Top Extension Distance | n/a | 1900-12-31T23:59:59 | Submitted:Submitted for Approval | Component | Basic Wall:downpipe:358589 | 0 | n/a | n/a | Constraints | n/a | n/a | n/a
Top is Attached | n/a | 1900-12-31T23:59:59 | Submitted:Submitted for Approval | Component | Basic Wall:downpipe:358589 | n/a | n/a | n/a | Constraints | n/a | n/a | n/a
Top Offset | n/a | 1900-12-31T23:59:59 | Submitted:Submitted for Approval | Component | Basic Wall:downpipe:358589 | 0 | n/a | n/a | Constraints | n/a | n/a | n/a
Unconnected Height | n/a | 1900-12-31T23:59:59 | Submitted:Submitted for Approval | Component | Basic Wall:downpipe:358589 | 4000 | n/a | n/a | Constraints | n/a | n/a | n/a
Area | n/a | 1900-12-31T23:59:59 | Submitted:Submitted for Approval | Component | Basic Wall:downpipe:358589 | 0.74 | n/a | n/a | Dimensions | n/a | n/a | n/a
Length | n/a | 1900-12-31T23:59:59 | Submitted:Submitted for Approval | Component | Basic Wall:downpipe:358589 | 192.5 | n/a | n/a | Dimensions | n/a | n/a | n/a
Volume | n/a | 1900-12-31T23:59:59 | Submitted:Submitted for Approval | Component | Basic Wall:downpipe:358589 | 0.0111 | n/a | n/a | Dimensions | n/a | n/a | n/a
Phase Created | n/a | 1900-12-31T23:59:59 | Submitted:Submitted for Approval | Component | Basic Wall:downpipe:358589 | New Construction | n/a | n/a | Phasing | n/a | n/a
Enable Analytical Model | n/a | 1900-12-31T23:59:59 | Submitted:Submitted for Approval | Component | Basic Wall:downpipe:358589 | n/a | n/a | n/a | Structural | n/a | n/a | n/a
Structural | n/a | 1900-12-31T23:59:59 | Submitted:Submitted for Approval | Component | Basic Wall:downpipe:358589 | n/a | n/a | n/a | Structural | n/a | n/a | n/a
Structural Usage | n/a | 1900-12-31T23:59:59 | Submitted:Submitted for Approval | Component | Basic Wall:downpipe:358589 | Non-bearing | n/a | n/a | Structural | n/a | n/a
Reference | n/a | 1900-12-31T23:59:59 | Submitted:Submitted for Approval | Component | Basic Wall:downpipe:358589 | downpipe | n/a | n/a | Pset_WallCommon | n/a | n/a
LoadBearing | n/a | 1900-12-31T23:59:59 | Submitted:Submitted for Approval | Component | Basic Wall:downpipe:358589 | n/a | n/a | n/a | Pset_WallCommon | n/a | n/a | n/a
ExtendToStructure | n/a | 1900-12-31T23:59:59 | Submitted:Submitted for Approval | Component | Basic Wall:downpipe:358589 | n/a | n/a | n/a | Pset_WallCommon | n/a | n/a | n/a
IsExternal | n/a | 1900-12-31T23:59:59 | Submitted:Submitted for Approval | Component | Basic Wall:downpipe:358589 | TRUE | n/a | n/a | Pset_WallCommon | n/a | n/a | n/a
Length | n/a | 1900-12-31T23:59:59 | Submitted:Submitted for Approval | Type | 600 mm | 600 | n/a | n/a | Dimensions | n/a | n/a | n/a
Projection | n/a | 1900-12-31T23:59:59 | Submitted:Submitted for Approval | Type | 600 mm | 60 | n/a | n/a | Dimensions | n/a | n/a | n/a
Radius | n/a | 1900-12-31T23:59:59 | Submitted:Submitted for Approval | Type | 600 mm | 17.5 | n/a | n/a | Dimensions | n/a | n/a | n/a
Assembly Code | n/a | 1900-12-31T23:59:59 | Submitted:Submitted for Approval | Type | 600 mm |  | n/a | n/a | Identity Data | n/a | n/a
Assembly Description | n/a | 1900-12-31T23:59:59 | Submitted:Submitted for Approval | Type | 600 mm |  | n/a | n/a | Identity Data | n/a | n/a
Description | n/a | 1900-12-31T23:59:59 | Submitted:Submitted for Approval | Type | 600 mm | Horizontal grab rail | n/a | n/a | Identity Data | n/a | n/a
Help | n/a | 1900-12-31T23:59:59 | Submitted:Submitted for Approval | Type | 600 mm | www.nationalbimlibrary.com | n/a | n/a | Identity Data | n/a | n/a
IssueDate | n/a | 1900-12-31T23:59:59 | Submitted:Submitted for Approval | Type | 600 mm |  | n/a | n/a | Identity Data | n/a | n/a
NBSDescription | n/a | 1900-12-31T23:59:59 | Submitted:Submitted for Approval | Type | 600 mm | Support rails | n/a | n/a | Identity Data | n/a | n/a
NBSReference | n/a | 1900-12-31T23:59:59 | Submitted:Submitted for Approval | Type | 600 mm | 45-35-72/360 | n/a | n/a | Identity Data | n/a | n/a
OmniClass Number | n/a | 1900-12-31T23:59:59 | Submitted:Submitted for Approval | Type | 600 mm |  | n/a | n/a | Identity Data | n/a | n/a
OmniClass Title | n/a | 1900-12-31T23:59:59 | Submitted:Submitted for Approval | Type | 600 mm |  | n/a | n/a | Identity Data | n/a | n/a
Version | n/a | 1900-12-31T23:59:59 | Submitted:Submitted for Approval | Type | 600 mm |  | n/a | n/a | Identity Data | n/a | n/a
GrabRailMaterial | n/a | 1900-12-31T23:59:59 | Submitted:Submitted for Approval | Type | 600 mm | nbl_ConceptSolid | n/a | n/a | Materials and Finishes | n/a | n/a
Colour | n/a | 1900-12-31T23:59:59 | Submitted:Submitted for Approval | Type | 600 mm |  | n/a | n/a | Other | n/a | n/a
Constituents | n/a | 1900-12-31T23:59:59 | Submitted:Submitted for Approval | Type | 600 mm |  | n/a | n/a | Other | n/a | n/a
Features | n/a | 1900-12-31T23:59:59 | Submitted:Submitted for Approval | Type | 600 mm |  | n/a | n/a | Other | n/a | n/a
Finish | n/a | 1900-12-31T23:59:59 | Submitted:Submitted for Approval | Type | 600 mm |  | n/a | n/a | Other | n/a | n/a
Grade | n/a | 1900-12-31T23:59:59 | Submitted:Submitted for Approval | Type | 600 mm |  | n/a | n/a | Other | n/a | n/a
Material | n/a | 1900-12-31T23:59:59 | Submitted:Submitted for Approval | Type | 600 mm |  | n/a | n/a | Other | n/a | n/a
NominalHeight | n/a | 1900-12-31T23:59:59 | Submitted:Submitted for Approval | Type | 600 mm | 0 | n/a | n/a | Other | n/a | n/a | n/a
NominalLength | n/a | 1900-12-31T23:59:59 | Submitted:Submitted for Approval | Type | 600 mm | 0 | n/a | n/a | Other | n/a | n/a | n/a
NominalWidth | n/a | 1900-12-31T23:59:59 | Submitted:Submitted for Approval | Type | 600 mm | 0 | n/a | n/a | Other | n/a | n/a | n/a
ProductionYear | n/a | 1900-12-31T23:59:59 | Submitted:Submitted for Approval | Type | 600 mm |  | n/a | n/a | Other | n/a | n/a
ReplacementCost | n/a | 1900-12-31T23:59:59 | Submitted:Submitted for Approval | Type | 600 mm |  | n/a | n/a | Other | n/a | n/a
ServiceLifeDuration | n/a | 1900-12-31T23:59:59 | Submitted:Submitted for Approval | Type | 600 mm |  | n/a | n/a | Other | n/a | n/a
Shape | n/a | 1900-12-31T23:59:59 | Submitted:Submitted for Approval | Type | 600 mm |  | n/a | n/a | Other | n/a | n/a
Size | n/a | 1900-12-31T23:59:59 | Submitted:Submitted for Approval | Type | 600 mm |  | n/a | n/a | Other | n/a | n/a
WarrantyDescription | n/a | 1900-12-31T23:59:59 | Submitted:Submitted for Approval | Type | 600 mm |  | n/a | n/a | Other | n/a | n/a
WarrantyDurationLabour | n/a | 1900-12-31T23:59:59 | Submitted:Submitted for Approval | Type | 600 mm |  | n/a | n/a | Other | n/a | n/a
WarrantyDurationParts | n/a | 1900-12-31T23:59:59 | Submitted:Submitted for Approval | Type | 600 mm |  | n/a | n/a | Other | n/a | n/a
WarrantyGuarantorLabour | n/a | 1900-12-31T23:59:59 | Submitted:Submitted for Approval | Type | 600 mm |  | n/a | n/a | Other | n/a | n/a
WarrantyGuarantorParts | n/a | 1900-12-31T23:59:59 | Submitted:Submitted for Approval | Type | 600 mm |  | n/a | n/a | Other | n/a | n/a
ProductionYear | n/a | 1900-12-31T23:59:59 | Submitted:Submitted for Approval | Component | nbl_SanitaryAccessory_Grab-Rail-Horizontal :600 mm:262432 |  | n/a | n/a | Pset_ManufacturerTypeInformation | n/a | n/a
Host | n/a | 1900-12-31T23:59:59 | Submitted:Submitted for Approval | Component | nbl_SanitaryAccessory_Grab-Rail-Horizontal :600 mm:262432 | Level : Ground Floor | n/a | n/a | Constraints | n/a | n/a
Level | n/a | 1900-12-31T23:59:59 | Submitted:Submitted for Approval | Component | nbl_SanitaryAccessory_Grab-Rail-Horizontal :600 mm:262432 | Level: Ground Floor | n/a | n/a | Constraints | n/a | n/a
Moves With Nearby Elements | n/a | 1900-12-31T23:59:59 | Submitted:Submitted for Approval | Component | nbl_SanitaryAccessory_Grab-Rail-Horizontal :600 mm:262432 | n/a | n/a | n/a | Constraints | n/a | n/a | n/a
Offset | n/a | 1900-12-31T23:59:59 | Submitted:Submitted for Approval | Component | nbl_SanitaryAccessory_Grab-Rail-Horizontal :600 mm:262432 | 0 | n/a | n/a | Constraints | n/a | n/a | n/a
OffsetFromFloor | n/a | 1900-12-31T23:59:59 | Submitted:Submitted for Approval | Component | nbl_SanitaryAccessory_Grab-Rail-Horizontal :600 mm:262432 | 680 | n/a | n/a | Dimensions | n/a | n/a | n/a
ComponentNumber | n/a | 1900-12-31T23:59:59 | Submitted:Submitted for Approval | Component | nbl_SanitaryAccessory_Grab-Rail-Horizontal :600 mm:262432 |  | n/a | n/a | Identity Data | n/a | n/a
Mark | n/a | 1900-12-31T23:59:59 | Submitted:Submitted for Approval | Component | nbl_SanitaryAccessory_Grab-Rail-Horizontal :600 mm:262432 | 9 | n/a | n/a | Identity Data | n/a | n/a
AssetIdentifier | n/a | 1900-12-31T23:59:59 | Submitted:Submitted for Approval | Component | nbl_SanitaryAccessory_Grab-Rail-Horizontal :600 mm:262432 |  | n/a | n/a | Other | n/a | n/a
BarCode | n/a | 1900-12-31T23:59:59 | Submitted:Submitted for Approval | Component | nbl_SanitaryAccessory_Grab-Rail-Horizontal :600 mm:262432 |  | n/a | n/a | Other | n/a | n/a
InstallationDate | n/a | 1900-12-31T23:59:59 | Submitted:Submitted for Approval | Component | nbl_SanitaryAccessory_Grab-Rail-Horizontal :600 mm:262432 |  | n/a | n/a | Other | n/a | n/a
SerialNumber | n/a | 1900-12-31T23:59:59 | Submitted:Submitted for Approval | Component | nbl_SanitaryAccessory_Grab-Rail-Horizontal :600 mm:262432 |  | n/a | n/a | Other | n/a | n/a
TagNumber | n/a | 1900-12-31T23:59:59 | Submitted:Submitted for Approval | Component | nbl_SanitaryAccessory_Grab-Rail-Horizontal :600 mm:262432 |  | n/a | n/a | Other | n/a | n/a
WarrantyStartDate | n/a | 1900-12-31T23:59:59 | Submitted:Submitted for Approval | Component | nbl_SanitaryAccessory_Grab-Rail-Horizontal :600 mm:262432 |  | n/a | n/a | Other | n/a | n/a
Phase Created | n/a | 1900-12-31T23:59:59 | Submitted:Submitted for Approval | Component | nbl_SanitaryAccessory_Grab-Rail-Horizontal :600 mm:262432 | New Construction | n/a | n/a | Phasing | n/a | n/a
Length | n/a | 1900-12-31T23:59:59 | Submitted:Submitted for Approval | Type | 600 mm | 600 | n/a | n/a | Dimensions | n/a | n/a | n/a
Projection | n/a | 1900-12-31T23:59:59 | Submitted:Submitted for Approval | Type | 600 mm | 60 | n/a | n/a | Dimensions | n/a | n/a | n/a
Radius | n/a | 1900-12-31T23:59:59 | Submitted:Submitted for Approval | Type | 600 mm | 17.5 | n/a | n/a | Dimensions | n/a | n/a | n/a
Assembly Code | n/a | 1900-12-31T23:59:59 | Submitted:Submitted for Approval | Type | 600 mm |  | n/a | n/a | Identity Data | n/a | n/a
Assembly Description | n/a | 1900-12-31T23:59:59 | Submitted:Submitted for Approval | Type | 600 mm |  | n/a | n/a | Identity Data | n/a | n/a
Description | n/a | 1900-12-31T23:59:59 | Submitted:Submitted for Approval | Type | 600 mm | Vertical grab rail | n/a | n/a | Identity Data | n/a | n/a
Help | n/a | 1900-12-31T23:59:59 | Submitted:Submitted for Approval | Type | 600 mm | www.nationalbimlibrary.com | n/a | n/a | Identity Data | n/a | n/a
IssueDate | n/a | 1900-12-31T23:59:59 | Submitted:Submitted for Approval | Type | 600 mm |  | n/a | n/a | Identity Data | n/a | n/a
NBSDescription | n/a | 1900-12-31T23:59:59 | Submitted:Submitted for Approval | Type | 600 mm | Support rails | n/a | n/a | Identity Data | n/a | n/a
NBSReference | n/a | 1900-12-31T23:59:59 | Submitted:Submitted for Approval | Type | 600 mm | 45-35-72/360 | n/a | n/a | Identity Data | n/a | n/a
OmniClass Number | n/a | 1900-12-31T23:59:59 | Submitted:Submitted for Approval | Type | 600 mm |  | n/a | n/a | Identity Data | n/a | n/a
OmniClass Title | n/a | 1900-12-31T23:59:59 | Submitted:Submitted for Approval | Type | 600 mm |  | n/a | n/a | Identity Data | n/a | n/a
Version | n/a | 1900-12-31T23:59:59 | Submitted:Submitted for Approval | Type | 600 mm |  | n/a | n/a | Identity Data | n/a | n/a
GrabRailMaterial | n/a | 1900-12-31T23:59:59 | Submitted:Submitted for Approval | Type | 600 mm | nbl_ConceptSolid | n/a | n/a | Materials and Finishes | n/a | n/a
Colour | n/a | 1900-12-31T23:59:59 | Submitted:Submitted for Approval | Type | 600 mm |  | n/a | n/a | Other | n/a | n/a
Constituents | n/a | 1900-12-31T23:59:59 | Submitted:Submitted for Approval | Type | 600 mm |  | n/a | n/a | Other | n/a | n/a
Features | n/a | 1900-12-31T23:59:59 | Submitted:Submitted for Approval | Type | 600 mm |  | n/a | n/a | Other | n/a | n/a
Finish | n/a | 1900-12-31T23:59:59 | Submitted:Submitted for Approval | Type | 600 mm |  | n/a | n/a | Other | n/a | n/a
Grade | n/a | 1900-12-31T23:59:59 | Submitted:Submitted for Approval | Type | 600 mm |  | n/a | n/a | Other | n/a | n/a
Material | n/a | 1900-12-31T23:59:59 | Submitted:Submitted for Approval | Type | 600 mm |  | n/a | n/a | Other | n/a | n/a
NominalHeight | n/a | 1900-12-31T23:59:59 | Submitted:Submitted for Approval | Type | 600 mm | 0 | n/a | n/a | Other | n/a | n/a | n/a
NominalLength | n/a | 1900-12-31T23:59:59 | Submitted:Submitted for Approval | Type | 600 mm | 600 | n/a | n/a | Other | n/a | n/a | n/a
NominalWidth | n/a | 1900-12-31T23:59:59 | Submitted:Submitted for Approval | Type | 600 mm | 0 | n/a | n/a | Other | n/a | n/a | n/a
ProductionYear | n/a | 1900-12-31T23:59:59 | Submitted:Submitted for Approval | Type | 600 mm |  | n/a | n/a | Other | n/a | n/a
ReplacementCost | n/a | 1900-12-31T23:59:59 | Submitted:Submitted for Approval | Type | 600 mm |  | n/a | n/a | Other | n/a | n/a
ServiceLifeDuration | n/a | 1900-12-31T23:59:59 | Submitted:Submitted for Approval | Type | 600 mm |  | n/a | n/a | Other | n/a | n/a
Shape | n/a | 1900-12-31T23:59:59 | Submitted:Submitted for Approval | Type | 600 mm |  | n/a | n/a | Other | n/a | n/a
Size | n/a | 1900-12-31T23:59:59 | Submitted:Submitted for Approval | Type | 600 mm |  | n/a | n/a | Other | n/a | n/a
WarrantyDescription | n/a | 1900-12-31T23:59:59 | Submitted:Submitted for Approval | Type | 600 mm |  | n/a | n/a | Other | n/a | n/a
WarrantyDurationLabour | n/a | 1900-12-31T23:59:59 | Submitted:Submitted for Approval | Type | 600 mm |  | n/a | n/a | Other | n/a | n/a
WarrantyDurationParts | n/a | 1900-12-31T23:59:59 | Submitted:Submitted for Approval | Type | 600 mm |  | n/a | n/a | Other | n/a | n/a
WarrantyGuarantorLabour | n/a | 1900-12-31T23:59:59 | Submitted:Submitted for Approval | Type | 600 mm |  | n/a | n/a | Other | n/a | n/a
WarrantyGuarantorParts | n/a | 1900-12-31T23:59:59 | Submitted:Submitted for Approval | Type | 600 mm |  | n/a | n/a | Other | n/a | n/a
ProductionYear | n/a | 1900-12-31T23:59:59 | Submitted:Submitted for Approval | Component | nbl_SanitaryAccessory_Grab-Rail-Vertical :600 mm:262433 |  | n/a | n/a | Pset_ManufacturerTypeInformation | n/a | n/a
Host | n/a | 1900-12-31T23:59:59 | Submitted:Submitted for Approval | Component | nbl_SanitaryAccessory_Grab-Rail-Vertical :600 mm:262433 | Level : Ground Floor | n/a | n/a | Constraints | n/a | n/a
Level | n/a | 1900-12-31T23:59:59 | Submitted:Submitted for Approval | Component | nbl_SanitaryAccessory_Grab-Rail-Vertical :600 mm:262433 | Level: Ground Floor | n/a | n/a | Constraints | n/a | n/a
Moves With Nearby Elements | n/a | 1900-12-31T23:59:59 | Submitted:Submitted for Approval | Component | nbl_SanitaryAccessory_Grab-Rail-Vertical :600 mm:262433 | n/a | n/a | n/a | Constraints | n/a | n/a | n/a
Offset | n/a | 1900-12-31T23:59:59 | Submitted:Submitted for Approval | Component | nbl_SanitaryAccessory_Grab-Rail-Vertical :600 mm:262433 | 0 | n/a | n/a | Constraints | n/a | n/a | n/a
OffsetFromFloor | n/a | 1900-12-31T23:59:59 | Submitted:Submitted for Approval | Component | nbl_SanitaryAccessory_Grab-Rail-Vertical :600 mm:262433 | 800 | n/a | n/a | Dimensions | n/a | n/a | n/a
ComponentNumber | n/a | 1900-12-31T23:59:59 | Submitted:Submitted for Approval | Component | nbl_SanitaryAccessory_Grab-Rail-Vertical :600 mm:262433 |  | n/a | n/a | Identity Data | n/a | n/a
Mark | n/a | 1900-12-31T23:59:59 | Submitted:Submitted for Approval | Component | nbl_SanitaryAccessory_Grab-Rail-Vertical :600 mm:262433 | 10 | n/a | n/a | Identity Data | n/a | n/a
AssetIdentifier | n/a | 1900-12-31T23:59:59 | Submitted:Submitted for Approval | Component | nbl_SanitaryAccessory_Grab-Rail-Vertical :600 mm:262433 |  | n/a | n/a | Other | n/a | n/a
BarCode | n/a | 1900-12-31T23:59:59 | Submitted:Submitted for Approval | Component | nbl_SanitaryAccessory_Grab-Rail-Vertical :600 mm:262433 |  | n/a | n/a | Other | n/a | n/a
InstallationDate | n/a | 1900-12-31T23:59:59 | Submitted:Submitted for Approval | Component | nbl_SanitaryAccessory_Grab-Rail-Vertical :600 mm:262433 |  | n/a | n/a | Other | n/a | n/a
SerialNumber | n/a | 1900-12-31T23:59:59 | Submitted:Submitted for Approval | Component | nbl_SanitaryAccessory_Grab-Rail-Vertical :600 mm:262433 |  | n/a | n/a | Other | n/a | n/a
TagNumber | n/a | 1900-12-31T23:59:59 | Submitted:Submitted for Approval | Component | nbl_SanitaryAccessory_Grab-Rail-Vertical :600 mm:262433 |  | n/a | n/a | Other | n/a | n/a
WarrantyStartDate | n/a | 1900-12-31T23:59:59 | Submitted:Submitted for Approval | Component | nbl_SanitaryAccessory_Grab-Rail-Vertical :600 mm:262433 |  | n/a | n/a | Other | n/a | n/a
Phase Created | n/a | 1900-12-31T23:59:59 | Submitted:Submitted for Approval | Component | nbl_SanitaryAccessory_Grab-Rail-Vertical :600 mm:262433 | New Construction | n/a | n/a | Phasing | n/a | n/a
SanitarywareSet | n/a | 1900-12-31T23:59:59 | Submitted:Submitted for Approval | Component | nbl_SanitaryAccessory_Grab-Rail-Vertical :600 mm:262433 |  | n/a | n/a | Text | n/a | n/a
ProductionYear | n/a | 1900-12-31T23:59:59 | Submitted:Submitted for Approval | Component | nbl_SanitaryAccessory_Grab-Rail-Vertical :600 mm:262434 |  | n/a | n/a | Pset_ManufacturerTypeInformation | n/a | n/a
Host | n/a | 1900-12-31T23:59:59 | Submitted:Submitted for Approval | Component | nbl_SanitaryAccessory_Grab-Rail-Vertical :600 mm:262434 | Level : Ground Floor | n/a | n/a | Constraints | n/a | n/a
Level | n/a | 1900-12-31T23:59:59 | Submitted:Submitted for Approval | Component | nbl_SanitaryAccessory_Grab-Rail-Vertical :600 mm:262434 | Level: Ground Floor | n/a | n/a | Constraints | n/a | n/a
Moves With Nearby Elements | n/a | 1900-12-31T23:59:59 | Submitted:Submitted for Approval | Component | nbl_SanitaryAccessory_Grab-Rail-Vertical :600 mm:262434 | n/a | n/a | n/a | Constraints | n/a | n/a | n/a
Offset | n/a | 1900-12-31T23:59:59 | Submitted:Submitted for Approval | Component | nbl_SanitaryAccessory_Grab-Rail-Vertical :600 mm:262434 | 0 | n/a | n/a | Constraints | n/a | n/a | n/a
OffsetFromFloor | n/a | 1900-12-31T23:59:59 | Submitted:Submitted for Approval | Component | nbl_SanitaryAccessory_Grab-Rail-Vertical :600 mm:262434 | 800 | n/a | n/a | Dimensions | n/a | n/a | n/a
ComponentNumber | n/a | 1900-12-31T23:59:59 | Submitted:Submitted for Approval | Component | nbl_SanitaryAccessory_Grab-Rail-Vertical :600 mm:262434 |  | n/a | n/a | Identity Data | n/a | n/a
Mark | n/a | 1900-12-31T23:59:59 | Submitted:Submitted for Approval | Component | nbl_SanitaryAccessory_Grab-Rail-Vertical :600 mm:262434 | 11 | n/a | n/a | Identity Data | n/a | n/a
AssetIdentifier | n/a | 1900-12-31T23:59:59 | Submitted:Submitted for Approval | Component | nbl_SanitaryAccessory_Grab-Rail-Vertical :600 mm:262434 |  | n/a | n/a | Other | n/a | n/a
BarCode | n/a | 1900-12-31T23:59:59 | Submitted:Submitted for Approval | Component | nbl_SanitaryAccessory_Grab-Rail-Vertical :600 mm:262434 |  | n/a | n/a | Other | n/a | n/a
InstallationDate | n/a | 1900-12-31T23:59:59 | Submitted:Submitted for Approval | Component | nbl_SanitaryAccessory_Grab-Rail-Vertical :600 mm:262434 |  | n/a | n/a | Other | n/a | n/a
SerialNumber | n/a | 1900-12-31T23:59:59 | Submitted:Submitted for Approval | Component | nbl_SanitaryAccessory_Grab-Rail-Vertical :600 mm:262434 |  | n/a | n/a | Other | n/a | n/a
TagNumber | n/a | 1900-12-31T23:59:59 | Submitted:Submitted for Approval | Component | nbl_SanitaryAccessory_Grab-Rail-Vertical :600 mm:262434 |  | n/a | n/a | Other | n/a | n/a
WarrantyStartDate | n/a | 1900-12-31T23:59:59 | Submitted:Submitted for Approval | Component | nbl_SanitaryAccessory_Grab-Rail-Vertical :600 mm:262434 |  | n/a | n/a | Other | n/a | n/a
Phase Created | n/a | 1900-12-31T23:59:59 | Submitted:Submitted for Approval | Component | nbl_SanitaryAccessory_Grab-Rail-Vertical :600 mm:262434 | New Construction | n/a | n/a | Phasing | n/a | n/a
SanitarywareSet | n/a | 1900-12-31T23:59:59 | Submitted:Submitted for Approval | Component | nbl_SanitaryAccessory_Grab-Rail-Vertical :600 mm:262434 |  | n/a | n/a | Text | n/a | n/a
ProductionYear | n/a | 1900-12-31T23:59:59 | Submitted:Submitted for Approval | Component | nbl_SanitaryAccessory_Grab-Rail-Vertical :600 mm:262436 |  | n/a | n/a | Pset_ManufacturerTypeInformation | n/a | n/a
Host | n/a | 1900-12-31T23:59:59 | Submitted:Submitted for Approval | Component | nbl_SanitaryAccessory_Grab-Rail-Vertical :600 mm:262436 | Level : Ground Floor | n/a | n/a | Constraints | n/a | n/a
Level | n/a | 1900-12-31T23:59:59 | Submitted:Submitted for Approval | Component | nbl_SanitaryAccessory_Grab-Rail-Vertical :600 mm:262436 | Level: Ground Floor | n/a | n/a | Constraints | n/a | n/a
Moves With Nearby Elements | n/a | 1900-12-31T23:59:59 | Submitted:Submitted for Approval | Component | nbl_SanitaryAccessory_Grab-Rail-Vertical :600 mm:262436 | n/a | n/a | n/a | Constraints | n/a | n/a | n/a
Offset | n/a | 1900-12-31T23:59:59 | Submitted:Submitted for Approval | Component | nbl_SanitaryAccessory_Grab-Rail-Vertical :600 mm:262436 | 0 | n/a | n/a | Constraints | n/a | n/a | n/a
OffsetFromFloor | n/a | 1900-12-31T23:59:59 | Submitted:Submitted for Approval | Component | nbl_SanitaryAccessory_Grab-Rail-Vertical :600 mm:262436 | 800 | n/a | n/a | Dimensions | n/a | n/a | n/a
ComponentNumber | n/a | 1900-12-31T23:59:59 | Submitted:Submitted for Approval | Component | nbl_SanitaryAccessory_Grab-Rail-Vertical :600 mm:262436 |  | n/a | n/a | Identity Data | n/a | n/a
Mark | n/a | 1900-12-31T23:59:59 | Submitted:Submitted for Approval | Component | nbl_SanitaryAccessory_Grab-Rail-Vertical :600 mm:262436 | 13 | n/a | n/a | Identity Data | n/a | n/a
AssetIdentifier | n/a | 1900-12-31T23:59:59 | Submitted:Submitted for Approval | Component | nbl_SanitaryAccessory_Grab-Rail-Vertical :600 mm:262436 |  | n/a | n/a | Other | n/a | n/a
BarCode | n/a | 1900-12-31T23:59:59 | Submitted:Submitted for Approval | Component | nbl_SanitaryAccessory_Grab-Rail-Vertical :600 mm:262436 |  | n/a | n/a | Other | n/a | n/a
InstallationDate | n/a | 1900-12-31T23:59:59 | Submitted:Submitted for Approval | Component | nbl_SanitaryAccessory_Grab-Rail-Vertical :600 mm:262436 |  | n/a | n/a | Other | n/a | n/a
SerialNumber | n/a | 1900-12-31T23:59:59 | Submitted:Submitted for Approval | Component | nbl_SanitaryAccessory_Grab-Rail-Vertical :600 mm:262436 |  | n/a | n/a | Other | n/a | n/a
TagNumber | n/a | 1900-12-31T23:59:59 | Submitted:Submitted for Approval | Component | nbl_SanitaryAccessory_Grab-Rail-Vertical :600 mm:262436 |  | n/a | n/a | Other | n/a | n/a
WarrantyStartDate | n/a | 1900-12-31T23:59:59 | Submitted:Submitted for Approval | Component | nbl_SanitaryAccessory_Grab-Rail-Vertical :600 mm:262436 |  | n/a | n/a | Other | n/a | n/a
Phase Created | n/a | 1900-12-31T23:59:59 | Submitted:Submitted for Approval | Component | nbl_SanitaryAccessory_Grab-Rail-Vertical :600 mm:262436 | New Construction | n/a | n/a | Phasing | n/a | n/a
SanitarywareSet | n/a | 1900-12-31T23:59:59 | Submitted:Submitted for Approval | Component | nbl_SanitaryAccessory_Grab-Rail-Vertical :600 mm:262436 |  | n/a | n/a | Text | n/a | n/a
Depth | n/a | 1900-12-31T23:59:59 | Submitted:Submitted for Approval | Type | Type 1 | 800 | n/a | n/a | Dimensions | n/a | n/a | n/a
Height | n/a | 1900-12-31T23:59:59 | Submitted:Submitted for Approval | Type | Type 1 | 230 | n/a | n/a | Dimensions | n/a | n/a | n/a
Length | n/a | 1900-12-31T23:59:59 | Submitted:Submitted for Approval | Type | Type 1 | 800 | n/a | n/a | Dimensions | n/a | n/a | n/a
Radius | n/a | 1900-12-31T23:59:59 | Submitted:Submitted for Approval | Type | Type 1 | 17.5 | n/a | n/a | Dimensions | n/a | n/a | n/a
Width | n/a | 1900-12-31T23:59:59 | Submitted:Submitted for Approval | Type | Type 1 | 100 | n/a | n/a | Dimensions | n/a | n/a | n/a
Assembly Code | n/a | 1900-12-31T23:59:59 | Submitted:Submitted for Approval | Type | Type 1 |  | n/a | n/a | Identity Data | n/a | n/a
Assembly Description | n/a | 1900-12-31T23:59:59 | Submitted:Submitted for Approval | Type | Type 1 |  | n/a | n/a | Identity Data | n/a | n/a
Description | n/a | 1900-12-31T23:59:59 | Submitted:Submitted for Approval | Type | Type 1 | Drop-down grab rail | n/a | n/a | Identity Data | n/a | n/a
Help | n/a | 1900-12-31T23:59:59 | Submitted:Submitted for Approval | Type | Type 1 | www.nationalbimlibrary.com | n/a | n/a | Identity Data | n/a | n/a
IssueDate | n/a | 1900-12-31T23:59:59 | Submitted:Submitted for Approval | Type | Type 1 |  | n/a | n/a | Identity Data | n/a | n/a
NBSDescription | n/a | 1900-12-31T23:59:59 | Submitted:Submitted for Approval | Type | Type 1 | Support rails | n/a | n/a | Identity Data | n/a | n/a
NBSReference | n/a | 1900-12-31T23:59:59 | Submitted:Submitted for Approval | Type | Type 1 | 45-35-72/360 | n/a | n/a | Identity Data | n/a | n/a
OmniClass Number | n/a | 1900-12-31T23:59:59 | Submitted:Submitted for Approval | Type | Type 1 |  | n/a | n/a | Identity Data | n/a | n/a
OmniClass Title | n/a | 1900-12-31T23:59:59 | Submitted:Submitted for Approval | Type | Type 1 |  | n/a | n/a | Identity Data | n/a | n/a
Version | n/a | 1900-12-31T23:59:59 | Submitted:Submitted for Approval | Type | Type 1 |  | n/a | n/a | Identity Data | n/a | n/a
GrabRailMaterial | n/a | 1900-12-31T23:59:59 | Submitted:Submitted for Approval | Type | Type 1 | nbl_ConceptSolid | n/a | n/a | Materials and Finishes | n/a | n/a
Colour | n/a | 1900-12-31T23:59:59 | Submitted:Submitted for Approval | Type | Type 1 |  | n/a | n/a | Other | n/a | n/a
Constituents | n/a | 1900-12-31T23:59:59 | Submitted:Submitted for Approval | Type | Type 1 |  | n/a | n/a | Other | n/a | n/a
Features | n/a | 1900-12-31T23:59:59 | Submitted:Submitted for Approval | Type | Type 1 |  | n/a | n/a | Other | n/a | n/a
Finish | n/a | 1900-12-31T23:59:59 | Submitted:Submitted for Approval | Type | Type 1 |  | n/a | n/a | Other | n/a | n/a
Grade | n/a | 1900-12-31T23:59:59 | Submitted:Submitted for Approval | Type | Type 1 |  | n/a | n/a | Other | n/a | n/a
Material | n/a | 1900-12-31T23:59:59 | Submitted:Submitted for Approval | Type | Type 1 |  | n/a | n/a | Other | n/a | n/a
NominalHeight | n/a | 1900-12-31T23:59:59 | Submitted:Submitted for Approval | Type | Type 1 | 230 | n/a | n/a | Other | n/a | n/a | n/a
NominalLength | n/a | 1900-12-31T23:59:59 | Submitted:Submitted for Approval | Type | Type 1 | 800 | n/a | n/a | Other | n/a | n/a | n/a
NominalWidth | n/a | 1900-12-31T23:59:59 | Submitted:Submitted for Approval | Type | Type 1 | 100 | n/a | n/a | Other | n/a | n/a | n/a
ProductionYear | n/a | 1900-12-31T23:59:59 | Submitted:Submitted for Approval | Type | Type 1 |  | n/a | n/a | Other | n/a | n/a
ReplacementCost | n/a | 1900-12-31T23:59:59 | Submitted:Submitted for Approval | Type | Type 1 |  | n/a | n/a | Other | n/a | n/a
ServiceLifeDuration | n/a | 1900-12-31T23:59:59 | Submitted:Submitted for Approval | Type | Type 1 |  | n/a | n/a | Other | n/a | n/a
Shape | n/a | 1900-12-31T23:59:59 | Submitted:Submitted for Approval | Type | Type 1 |  | n/a | n/a | Other | n/a | n/a
Size | n/a | 1900-12-31T23:59:59 | Submitted:Submitted for Approval | Type | Type 1 |  | n/a | n/a | Other | n/a | n/a
WarrantyDescription | n/a | 1900-12-31T23:59:59 | Submitted:Submitted for Approval | Type | Type 1 |  | n/a | n/a | Other | n/a | n/a
WarrantyDurationLabour | n/a | 1900-12-31T23:59:59 | Submitted:Submitted for Approval | Type | Type 1 |  | n/a | n/a | Other | n/a | n/a
WarrantyDurationParts | n/a | 1900-12-31T23:59:59 | Submitted:Submitted for Approval | Type | Type 1 |  | n/a | n/a | Other | n/a | n/a
WarrantyGuarantorLabour | n/a | 1900-12-31T23:59:59 | Submitted:Submitted for Approval | Type | Type 1 |  | n/a | n/a | Other | n/a | n/a
WarrantyGuarantorParts | n/a | 1900-12-31T23:59:59 | Submitted:Submitted for Approval | Type | Type 1 |  | n/a | n/a | Other | n/a | n/a
ProductionYear | n/a | 1900-12-31T23:59:59 | Submitted:Submitted for Approval | Component | nbl_SanitaryAccessory_Grab-Rail-Dropdown :Type 1:262435 |  | n/a | n/a | Pset_ManufacturerTypeInformation | n/a | n/a
Host | n/a | 1900-12-31T23:59:59 | Submitted:Submitted for Approval | Component | nbl_SanitaryAccessory_Grab-Rail-Dropdown :Type 1:262435 | Level : Ground Floor | n/a | n/a | Constraints | n/a | n/a
Level | n/a | 1900-12-31T23:59:59 | Submitted:Submitted for Approval | Component | nbl_SanitaryAccessory_Grab-Rail-Dropdown :Type 1:262435 | Level: Ground Floor | n/a | n/a | Constraints | n/a | n/a
Moves With Nearby Elements | n/a | 1900-12-31T23:59:59 | Submitted:Submitted for Approval | Component | nbl_SanitaryAccessory_Grab-Rail-Dropdown :Type 1:262435 | n/a | n/a | n/a | Constraints | n/a | n/a | n/a
Offset | n/a | 1900-12-31T23:59:59 | Submitted:Submitted for Approval | Component | nbl_SanitaryAccessory_Grab-Rail-Dropdown :Type 1:262435 | 0 | n/a | n/a | Constraints | n/a | n/a | n/a
OffsetFromFloor | n/a | 1900-12-31T23:59:59 | Submitted:Submitted for Approval | Component | nbl_SanitaryAccessory_Grab-Rail-Dropdown :Type 1:262435 | 680 | n/a | n/a | Dimensions | n/a | n/a | n/a
ComponentNumber | n/a | 1900-12-31T23:59:59 | Submitted:Submitted for Approval | Component | nbl_SanitaryAccessory_Grab-Rail-Dropdown :Type 1:262435 |  | n/a | n/a | Identity Data | n/a | n/a
Mark | n/a | 1900-12-31T23:59:59 | Submitted:Submitted for Approval | Component | nbl_SanitaryAccessory_Grab-Rail-Dropdown :Type 1:262435 | 12 | n/a | n/a | Identity Data | n/a | n/a
AssetIdentifier | n/a | 1900-12-31T23:59:59 | Submitted:Submitted for Approval | Component | nbl_SanitaryAccessory_Grab-Rail-Dropdown :Type 1:262435 |  | n/a | n/a | Other | n/a | n/a
BarCode | n/a | 1900-12-31T23:59:59 | Submitted:Submitted for Approval | Component | nbl_SanitaryAccessory_Grab-Rail-Dropdown :Type 1:262435 |  | n/a | n/a | Other | n/a | n/a
InstallationDate | n/a | 1900-12-31T23:59:59 | Submitted:Submitted for Approval | Component | nbl_SanitaryAccessory_Grab-Rail-Dropdown :Type 1:262435 |  | n/a | n/a | Other | n/a | n/a
SerialNumber | n/a | 1900-12-31T23:59:59 | Submitted:Submitted for Approval | Component | nbl_SanitaryAccessory_Grab-Rail-Dropdown :Type 1:262435 |  | n/a | n/a | Other | n/a | n/a
TagNumber | n/a | 1900-12-31T23:59:59 | Submitted:Submitted for Approval | Component | nbl_SanitaryAccessory_Grab-Rail-Dropdown :Type 1:262435 |  | n/a | n/a | Other | n/a | n/a
WarrantyStartDate | n/a | 1900-12-31T23:59:59 | Submitted:Submitted for Approval | Component | nbl_SanitaryAccessory_Grab-Rail-Dropdown :Type 1:262435 |  | n/a | n/a | Other | n/a | n/a
Phase Created | n/a | 1900-12-31T23:59:59 | Submitted:Submitted for Approval | Component | nbl_SanitaryAccessory_Grab-Rail-Dropdown :Type 1:262435 | New Construction | n/a | n/a | Phasing | n/a | n/a
SanitarywareSet | n/a | 1900-12-31T23:59:59 | Submitted:Submitted for Approval | Component | nbl_SanitaryAccessory_Grab-Rail-Dropdown :Type 1:262435 |  | n/a | n/a | Text | n/a | n/a
Depth | n/a | 1900-12-31T23:59:59 | Submitted:Submitted for Approval | Type | Type 1 | 250 | n/a | n/a | Dimensions | n/a | n/a | n/a
Height | n/a | 1900-12-31T23:59:59 | Submitted:Submitted for Approval | Type | Type 1 | 390 | n/a | n/a | Dimensions | n/a | n/a | n/a
Length | n/a | 1900-12-31T23:59:59 | Submitted:Submitted for Approval | Type | Type 1 | 250 | n/a | n/a | Dimensions | n/a | n/a | n/a
Width | n/a | 1900-12-31T23:59:59 | Submitted:Submitted for Approval | Type | Type 1 | 250 | n/a | n/a | Dimensions | n/a | n/a | n/a
Assembly Code | n/a | 1900-12-31T23:59:59 | Submitted:Submitted for Approval | Type | Type 1 |  | n/a | n/a | Identity Data | n/a | n/a
Assembly Description | n/a | 1900-12-31T23:59:59 | Submitted:Submitted for Approval | Type | Type 1 |  | n/a | n/a | Identity Data | n/a | n/a
Description | n/a | 1900-12-31T23:59:59 | Submitted:Submitted for Approval | Type | Type 1 | Disposal bin | n/a | n/a | Identity Data | n/a | n/a
Help | n/a | 1900-12-31T23:59:59 | Submitted:Submitted for Approval | Type | Type 1 | www.nationalbimlibrary.com | n/a | n/a | Identity Data | n/a | n/a
IssueDate | n/a | 1900-12-31T23:59:59 | Submitted:Submitted for Approval | Type | Type 1 |  | n/a | n/a | Identity Data | n/a | n/a
NBSDescription | n/a | 1900-12-31T23:59:59 | Submitted:Submitted for Approval | Type | Type 1 | Waste bins | n/a | n/a | Identity Data | n/a | n/a
NBSReference | n/a | 1900-12-31T23:59:59 | Submitted:Submitted for Approval | Type | Type 1 | 45-35-72/380 | n/a | n/a | Identity Data | n/a | n/a
OmniClass Number | n/a | 1900-12-31T23:59:59 | Submitted:Submitted for Approval | Type | Type 1 |  | n/a | n/a | Identity Data | n/a | n/a
OmniClass Title | n/a | 1900-12-31T23:59:59 | Submitted:Submitted for Approval | Type | Type 1 |  | n/a | n/a | Identity Data | n/a | n/a
Version | n/a | 1900-12-31T23:59:59 | Submitted:Submitted for Approval | Type | Type 1 |  | n/a | n/a | Identity Data | n/a | n/a
DisposalBinMaterial | n/a | 1900-12-31T23:59:59 | Submitted:Submitted for Approval | Type | Type 1 | nbl_ConceptSolid | n/a | n/a | Materials and Finishes | n/a | n/a
Colour | n/a | 1900-12-31T23:59:59 | Submitted:Submitted for Approval | Type | Type 1 |  | n/a | n/a | Other | n/a | n/a
Constituents | n/a | 1900-12-31T23:59:59 | Submitted:Submitted for Approval | Type | Type 1 |  | n/a | n/a | Other | n/a | n/a
Features | n/a | 1900-12-31T23:59:59 | Submitted:Submitted for Approval | Type | Type 1 |  | n/a | n/a | Other | n/a | n/a
Finish | n/a | 1900-12-31T23:59:59 | Submitted:Submitted for Approval | Type | Type 1 |  | n/a | n/a | Other | n/a | n/a
Grade | n/a | 1900-12-31T23:59:59 | Submitted:Submitted for Approval | Type | Type 1 |  | n/a | n/a | Other | n/a | n/a
Material | n/a | 1900-12-31T23:59:59 | Submitted:Submitted for Approval | Type | Type 1 |  | n/a | n/a | Other | n/a | n/a
NominalHeight | n/a | 1900-12-31T23:59:59 | Submitted:Submitted for Approval | Type | Type 1 | 390 | n/a | n/a | Other | n/a | n/a | n/a
NominalLength | n/a | 1900-12-31T23:59:59 | Submitted:Submitted for Approval | Type | Type 1 | 250 | n/a | n/a | Other | n/a | n/a | n/a
NominalWidth | n/a | 1900-12-31T23:59:59 | Submitted:Submitted for Approval | Type | Type 1 | 250 | n/a | n/a | Other | n/a | n/a | n/a
ProductionYear | n/a | 1900-12-31T23:59:59 | Submitted:Submitted for Approval | Type | Type 1 |  | n/a | n/a | Other | n/a | n/a
ReplacementCost | n/a | 1900-12-31T23:59:59 | Submitted:Submitted for Approval | Type | Type 1 |  | n/a | n/a | Other | n/a | n/a
ServiceLifeDuration | n/a | 1900-12-31T23:59:59 | Submitted:Submitted for Approval | Type | Type 1 |  | n/a | n/a | Other | n/a | n/a
Shape | n/a | 1900-12-31T23:59:59 | Submitted:Submitted for Approval | Type | Type 1 |  | n/a | n/a | Other | n/a | n/a
Size | n/a | 1900-12-31T23:59:59 | Submitted:Submitted for Approval | Type | Type 1 |  | n/a | n/a | Other | n/a | n/a
WarrantyDescription | n/a | 1900-12-31T23:59:59 | Submitted:Submitted for Approval | Type | Type 1 |  | n/a | n/a | Other | n/a | n/a
WarrantyDurationLabour | n/a | 1900-12-31T23:59:59 | Submitted:Submitted for Approval | Type | Type 1 |  | n/a | n/a | Other | n/a | n/a
WarrantyDurationParts | n/a | 1900-12-31T23:59:59 | Submitted:Submitted for Approval | Type | Type 1 |  | n/a | n/a | Other | n/a | n/a
WarrantyGuarantorLabour | n/a | 1900-12-31T23:59:59 | Submitted:Submitted for Approval | Type | Type 1 |  | n/a | n/a | Other | n/a | n/a
WarrantyGuarantorParts | n/a | 1900-12-31T23:59:59 | Submitted:Submitted for Approval | Type | Type 1 |  | n/a | n/a | Other | n/a | n/a
ProductionYear | n/a | 1900-12-31T23:59:59 | Submitted:Submitted for Approval | Component | nbl_SanitaryAccessory_Disposal-Bin:Type 1:262440 |  | n/a | n/a | Pset_ManufacturerTypeInformation | n/a | n/a
Host | n/a | 1900-12-31T23:59:59 | Submitted:Submitted for Approval | Component | nbl_SanitaryAccessory_Disposal-Bin:Type 1:262440 | Level : Ground Floor | n/a | n/a | Constraints | n/a | n/a
Level | n/a | 1900-12-31T23:59:59 | Submitted:Submitted for Approval | Component | nbl_SanitaryAccessory_Disposal-Bin:Type 1:262440 | Level: Ground Floor | n/a | n/a | Constraints | n/a | n/a
Moves With Nearby Elements | n/a | 1900-12-31T23:59:59 | Submitted:Submitted for Approval | Component | nbl_SanitaryAccessory_Disposal-Bin:Type 1:262440 | n/a | n/a | n/a | Constraints | n/a | n/a | n/a
Offset | n/a | 1900-12-31T23:59:59 | Submitted:Submitted for Approval | Component | nbl_SanitaryAccessory_Disposal-Bin:Type 1:262440 | 0 | n/a | n/a | Constraints | n/a | n/a | n/a
ComponentNumber | n/a | 1900-12-31T23:59:59 | Submitted:Submitted for Approval | Component | nbl_SanitaryAccessory_Disposal-Bin:Type 1:262440 |  | n/a | n/a | Identity Data | n/a | n/a
Mark | n/a | 1900-12-31T23:59:59 | Submitted:Submitted for Approval | Component | nbl_SanitaryAccessory_Disposal-Bin:Type 1:262440 | 17 | n/a | n/a | Identity Data | n/a | n/a
AssetIdentifier | n/a | 1900-12-31T23:59:59 | Submitted:Submitted for Approval | Component | nbl_SanitaryAccessory_Disposal-Bin:Type 1:262440 |  | n/a | n/a | Other | n/a | n/a
BarCode | n/a | 1900-12-31T23:59:59 | Submitted:Submitted for Approval | Component | nbl_SanitaryAccessory_Disposal-Bin:Type 1:262440 |  | n/a | n/a | Other | n/a | n/a
InstallationDate | n/a | 1900-12-31T23:59:59 | Submitted:Submitted for Approval | Component | nbl_SanitaryAccessory_Disposal-Bin:Type 1:262440 |  | n/a | n/a | Other | n/a | n/a
SerialNumber | n/a | 1900-12-31T23:59:59 | Submitted:Submitted for Approval | Component | nbl_SanitaryAccessory_Disposal-Bin:Type 1:262440 |  | n/a | n/a | Other | n/a | n/a
TagNumber | n/a | 1900-12-31T23:59:59 | Submitted:Submitted for Approval | Component | nbl_SanitaryAccessory_Disposal-Bin:Type 1:262440 |  | n/a | n/a | Other | n/a | n/a
WarrantyStartDate | n/a | 1900-12-31T23:59:59 | Submitted:Submitted for Approval | Component | nbl_SanitaryAccessory_Disposal-Bin:Type 1:262440 |  | n/a | n/a | Other | n/a | n/a
Phase Created | n/a | 1900-12-31T23:59:59 | Submitted:Submitted for Approval | Component | nbl_SanitaryAccessory_Disposal-Bin:Type 1:262440 | New Construction | n/a | n/a | Phasing | n/a | n/a
SanitarywareSet | n/a | 1900-12-31T23:59:59 | Submitted:Submitted for Approval | Component | nbl_SanitaryAccessory_Disposal-Bin:Type 1:262440 |  | n/a | n/a | Text | n/a | n/a
Depth | n/a | 1900-12-31T23:59:59 | Submitted:Submitted for Approval | Type | 150x400 | 150 | n/a | n/a | Dimensions | n/a | n/a | n/a
Height | n/a | 1900-12-31T23:59:59 | Submitted:Submitted for Approval | Type | 150x400 | 18 | n/a | n/a | Dimensions | n/a | n/a | n/a
Length | n/a | 1900-12-31T23:59:59 | Submitted:Submitted for Approval | Type | 150x400 | 150 | n/a | n/a | Dimensions | n/a | n/a | n/a
Width | n/a | 1900-12-31T23:59:59 | Submitted:Submitted for Approval | Type | 150x400 | 400 | n/a | n/a | Dimensions | n/a | n/a | n/a
Assembly Code | n/a | 1900-12-31T23:59:59 | Submitted:Submitted for Approval | Type | 150x400 |  | n/a | n/a | Identity Data | n/a | n/a
Assembly Description | n/a | 1900-12-31T23:59:59 | Submitted:Submitted for Approval | Type | 150x400 |  | n/a | n/a | Identity Data | n/a | n/a
Description | n/a | 1900-12-31T23:59:59 | Submitted:Submitted for Approval | Type | 150x400 | Colostomy shelf | n/a | n/a | Identity Data | n/a | n/a
Help | n/a | 1900-12-31T23:59:59 | Submitted:Submitted for Approval | Type | 150x400 | www.nationalbimlibrary.com | n/a | n/a | Identity Data | n/a | n/a
IssueDate | n/a | 1900-12-31T23:59:59 | Submitted:Submitted for Approval | Type | 150x400 |  | n/a | n/a | Identity Data | n/a | n/a
NBSDescription | n/a | 1900-12-31T23:59:59 | Submitted:Submitted for Approval | Type | 150x400 | Shelves | n/a | n/a | Identity Data | n/a | n/a
NBSReference | n/a | 1900-12-31T23:59:59 | Submitted:Submitted for Approval | Type | 150x400 | 45-35-72/354 | n/a | n/a | Identity Data | n/a | n/a
OmniClass Number | n/a | 1900-12-31T23:59:59 | Submitted:Submitted for Approval | Type | 150x400 |  | n/a | n/a | Identity Data | n/a | n/a
OmniClass Title | n/a | 1900-12-31T23:59:59 | Submitted:Submitted for Approval | Type | 150x400 |  | n/a | n/a | Identity Data | n/a | n/a
Version | n/a | 1900-12-31T23:59:59 | Submitted:Submitted for Approval | Type | 150x400 |  | n/a | n/a | Identity Data | n/a | n/a
ShelfMaterial | n/a | 1900-12-31T23:59:59 | Submitted:Submitted for Approval | Type | 150x400 | nbl_ConceptSolid | n/a | n/a | Materials and Finishes | n/a | n/a
Colour | n/a | 1900-12-31T23:59:59 | Submitted:Submitted for Approval | Type | 150x400 |  | n/a | n/a | Other | n/a | n/a
Constituents | n/a | 1900-12-31T23:59:59 | Submitted:Submitted for Approval | Type | 150x400 |  | n/a | n/a | Other | n/a | n/a
Features | n/a | 1900-12-31T23:59:59 | Submitted:Submitted for Approval | Type | 150x400 |  | n/a | n/a | Other | n/a | n/a
Finish | n/a | 1900-12-31T23:59:59 | Submitted:Submitted for Approval | Type | 150x400 |  | n/a | n/a | Other | n/a | n/a
Grade | n/a | 1900-12-31T23:59:59 | Submitted:Submitted for Approval | Type | 150x400 |  | n/a | n/a | Other | n/a | n/a
Material | n/a | 1900-12-31T23:59:59 | Submitted:Submitted for Approval | Type | 150x400 |  | n/a | n/a | Other | n/a | n/a
NominalHeight | n/a | 1900-12-31T23:59:59 | Submitted:Submitted for Approval | Type | 150x400 | 18 | n/a | n/a | Other | n/a | n/a | n/a
NominalLength | n/a | 1900-12-31T23:59:59 | Submitted:Submitted for Approval | Type | 150x400 | 150 | n/a | n/a | Other | n/a | n/a | n/a
NominalWidth | n/a | 1900-12-31T23:59:59 | Submitted:Submitted for Approval | Type | 150x400 | 400 | n/a | n/a | Other | n/a | n/a | n/a
ProductionYear | n/a | 1900-12-31T23:59:59 | Submitted:Submitted for Approval | Type | 150x400 |  | n/a | n/a | Other | n/a | n/a
ReplacementCost | n/a | 1900-12-31T23:59:59 | Submitted:Submitted for Approval | Type | 150x400 |  | n/a | n/a | Other | n/a | n/a
ServiceLifeDuration | n/a | 1900-12-31T23:59:59 | Submitted:Submitted for Approval | Type | 150x400 |  | n/a | n/a | Other | n/a | n/a
Shape | n/a | 1900-12-31T23:59:59 | Submitted:Submitted for Approval | Type | 150x400 |  | n/a | n/a | Other | n/a | n/a
Size | n/a | 1900-12-31T23:59:59 | Submitted:Submitted for Approval | Type | 150x400 |  | n/a | n/a | Other | n/a | n/a
WarrantyDescription | n/a | 1900-12-31T23:59:59 | Submitted:Submitted for Approval | Type | 150x400 |  | n/a | n/a | Other | n/a | n/a
WarrantyDurationLabour | n/a | 1900-12-31T23:59:59 | Submitted:Submitted for Approval | Type | 150x400 |  | n/a | n/a | Other | n/a | n/a
WarrantyDurationParts | n/a | 1900-12-31T23:59:59 | Submitted:Submitted for Approval | Type | 150x400 |  | n/a | n/a | Other | n/a | n/a
WarrantyGuarantorLabour | n/a | 1900-12-31T23:59:59 | Submitted:Submitted for Approval | Type | 150x400 |  | n/a | n/a | Other | n/a | n/a
WarrantyGuarantorParts | n/a | 1900-12-31T23:59:59 | Submitted:Submitted for Approval | Type | 150x400 |  | n/a | n/a | Other | n/a | n/a
ProductionYear | n/a | 1900-12-31T23:59:59 | Submitted:Submitted for Approval | Component | nbl_SanitaryAccessory_Shelf-Colostomy:150x400:262441 |  | n/a | n/a | Pset_ManufacturerTypeInformation | n/a | n/a
Host | n/a | 1900-12-31T23:59:59 | Submitted:Submitted for Approval | Component | nbl_SanitaryAccessory_Shelf-Colostomy:150x400:262441 | Level : Ground Floor | n/a | n/a | Constraints | n/a | n/a
Level | n/a | 1900-12-31T23:59:59 | Submitted:Submitted for Approval | Component | nbl_SanitaryAccessory_Shelf-Colostomy:150x400:262441 | Level: Ground Floor | n/a | n/a | Constraints | n/a | n/a
Moves With Nearby Elements | n/a | 1900-12-31T23:59:59 | Submitted:Submitted for Approval | Component | nbl_SanitaryAccessory_Shelf-Colostomy:150x400:262441 | n/a | n/a | n/a | Constraints | n/a | n/a | n/a
Offset | n/a | 1900-12-31T23:59:59 | Submitted:Submitted for Approval | Component | nbl_SanitaryAccessory_Shelf-Colostomy:150x400:262441 | 0 | n/a | n/a | Constraints | n/a | n/a | n/a
OffsetFromFloor | n/a | 1900-12-31T23:59:59 | Submitted:Submitted for Approval | Component | nbl_SanitaryAccessory_Shelf-Colostomy:150x400:262441 | 720 | n/a | n/a | Dimensions | n/a | n/a | n/a
ComponentNumber | n/a | 1900-12-31T23:59:59 | Submitted:Submitted for Approval | Component | nbl_SanitaryAccessory_Shelf-Colostomy:150x400:262441 |  | n/a | n/a | Identity Data | n/a | n/a
Mark | n/a | 1900-12-31T23:59:59 | Submitted:Submitted for Approval | Component | nbl_SanitaryAccessory_Shelf-Colostomy:150x400:262441 | 18 | n/a | n/a | Identity Data | n/a | n/a
AssetIdentifier | n/a | 1900-12-31T23:59:59 | Submitted:Submitted for Approval | Component | nbl_SanitaryAccessory_Shelf-Colostomy:150x400:262441 |  | n/a | n/a | Other | n/a | n/a
BarCode | n/a | 1900-12-31T23:59:59 | Submitted:Submitted for Approval | Component | nbl_SanitaryAccessory_Shelf-Colostomy:150x400:262441 |  | n/a | n/a | Other | n/a | n/a
InstallationDate | n/a | 1900-12-31T23:59:59 | Submitted:Submitted for Approval | Component | nbl_SanitaryAccessory_Shelf-Colostomy:150x400:262441 |  | n/a | n/a | Other | n/a | n/a
SerialNumber | n/a | 1900-12-31T23:59:59 | Submitted:Submitted for Approval | Component | nbl_SanitaryAccessory_Shelf-Colostomy:150x400:262441 |  | n/a | n/a | Other | n/a | n/a
TagNumber | n/a | 1900-12-31T23:59:59 | Submitted:Submitted for Approval | Component | nbl_SanitaryAccessory_Shelf-Colostomy:150x400:262441 |  | n/a | n/a | Other | n/a | n/a
WarrantyStartDate | n/a | 1900-12-31T23:59:59 | Submitted:Submitted for Approval | Component | nbl_SanitaryAccessory_Shelf-Colostomy:150x400:262441 |  | n/a | n/a | Other | n/a | n/a
Phase Created | n/a | 1900-12-31T23:59:59 | Submitted:Submitted for Approval | Component | nbl_SanitaryAccessory_Shelf-Colostomy:150x400:262441 | New Construction | n/a | n/a | Phasing | n/a | n/a
SanitarywareSet | n/a | 1900-12-31T23:59:59 | Submitted:Submitted for Approval | Component | nbl_SanitaryAccessory_Shelf-Colostomy:150x400:262441 |  | n/a | n/a | Text | n/a | n/a
Depth | n/a | 1900-12-31T23:59:59 | Submitted:Submitted for Approval | Type | Type 1 | 200 | n/a | n/a | Dimensions | n/a | n/a | n/a
Height | n/a | 1900-12-31T23:59:59 | Submitted:Submitted for Approval | Type | Type 1 | 250 | n/a | n/a | Dimensions | n/a | n/a | n/a
Length | n/a | 1900-12-31T23:59:59 | Submitted:Submitted for Approval | Type | Type 1 | 200 | n/a | n/a | Dimensions | n/a | n/a | n/a
Width | n/a | 1900-12-31T23:59:59 | Submitted:Submitted for Approval | Type | Type 1 | 285 | n/a | n/a | Dimensions | n/a | n/a | n/a
Assembly Code | n/a | 1900-12-31T23:59:59 | Submitted:Submitted for Approval | Type | Type 1 |  | n/a | n/a | Identity Data | n/a | n/a
Assembly Description | n/a | 1900-12-31T23:59:59 | Submitted:Submitted for Approval | Type | Type 1 |  | n/a | n/a | Identity Data | n/a | n/a
Description | n/a | 1900-12-31T23:59:59 | Submitted:Submitted for Approval | Type | Type 1 | Hand drier | n/a | n/a | Identity Data | n/a | n/a
Help | n/a | 1900-12-31T23:59:59 | Submitted:Submitted for Approval | Type | Type 1 | www.nationalbimlibrary.com | n/a | n/a | Identity Data | n/a | n/a
IssueDate | n/a | 1900-12-31T23:59:59 | Submitted:Submitted for Approval | Type | Type 1 |  | n/a | n/a | Identity Data | n/a | n/a
NBSDescription | n/a | 1900-12-31T23:59:59 | Submitted:Submitted for Approval | Type | Type 1 | Hand driers | n/a | n/a | Identity Data | n/a | n/a
NBSReference | n/a | 1900-12-31T23:59:59 | Submitted:Submitted for Approval | Type | Type 1 | 45-35-72/334 | n/a | n/a | Identity Data | n/a | n/a
OmniClass Number | n/a | 1900-12-31T23:59:59 | Submitted:Submitted for Approval | Type | Type 1 |  | n/a | n/a | Identity Data | n/a | n/a
OmniClass Title | n/a | 1900-12-31T23:59:59 | Submitted:Submitted for Approval | Type | Type 1 |  | n/a | n/a | Identity Data | n/a | n/a
Version | n/a | 1900-12-31T23:59:59 | Submitted:Submitted for Approval | Type | Type 1 |  | n/a | n/a | Identity Data | n/a | n/a
FittingsMaterial | n/a | 1900-12-31T23:59:59 | Submitted:Submitted for Approval | Type | Type 1 | nbl_ConceptSolid | n/a | n/a | Materials and Finishes | n/a | n/a
HandDryerMaterial | n/a | 1900-12-31T23:59:59 | Submitted:Submitted for Approval | Type | Type 1 | nbl_ConceptSolid | n/a | n/a | Materials and Finishes | n/a | n/a
Colour | n/a | 1900-12-31T23:59:59 | Submitted:Submitted for Approval | Type | Type 1 |  | n/a | n/a | Other | n/a | n/a
Constituents | n/a | 1900-12-31T23:59:59 | Submitted:Submitted for Approval | Type | Type 1 |  | n/a | n/a | Other | n/a | n/a
Features | n/a | 1900-12-31T23:59:59 | Submitted:Submitted for Approval | Type | Type 1 |  | n/a | n/a | Other | n/a | n/a
Finish | n/a | 1900-12-31T23:59:59 | Submitted:Submitted for Approval | Type | Type 1 |  | n/a | n/a | Other | n/a | n/a
Grade | n/a | 1900-12-31T23:59:59 | Submitted:Submitted for Approval | Type | Type 1 |  | n/a | n/a | Other | n/a | n/a
Material | n/a | 1900-12-31T23:59:59 | Submitted:Submitted for Approval | Type | Type 1 |  | n/a | n/a | Other | n/a | n/a
NominalHeight | n/a | 1900-12-31T23:59:59 | Submitted:Submitted for Approval | Type | Type 1 | 250 | n/a | n/a | Other | n/a | n/a | n/a
NominalLength | n/a | 1900-12-31T23:59:59 | Submitted:Submitted for Approval | Type | Type 1 | 200 | n/a | n/a | Other | n/a | n/a | n/a
NominalWidth | n/a | 1900-12-31T23:59:59 | Submitted:Submitted for Approval | Type | Type 1 | 285 | n/a | n/a | Other | n/a | n/a | n/a
ProductionYear | n/a | 1900-12-31T23:59:59 | Submitted:Submitted for Approval | Type | Type 1 |  | n/a | n/a | Other | n/a | n/a
ReplacementCost | n/a | 1900-12-31T23:59:59 | Submitted:Submitted for Approval | Type | Type 1 |  | n/a | n/a | Other | n/a | n/a
ServiceLifeDuration | n/a | 1900-12-31T23:59:59 | Submitted:Submitted for Approval | Type | Type 1 |  | n/a | n/a | Other | n/a | n/a
Shape | n/a | 1900-12-31T23:59:59 | Submitted:Submitted for Approval | Type | Type 1 |  | n/a | n/a | Other | n/a | n/a
Size | n/a | 1900-12-31T23:59:59 | Submitted:Submitted for Approval | Type | Type 1 |  | n/a | n/a | Other | n/a | n/a
WarrantyDescription | n/a | 1900-12-31T23:59:59 | Submitted:Submitted for Approval | Type | Type 1 |  | n/a | n/a | Other | n/a | n/a
WarrantyDurationLabour | n/a | 1900-12-31T23:59:59 | Submitted:Submitted for Approval | Type | Type 1 |  | n/a | n/a | Other | n/a | n/a
WarrantyDurationParts | n/a | 1900-12-31T23:59:59 | Submitted:Submitted for Approval | Type | Type 1 |  | n/a | n/a | Other | n/a | n/a
WarrantyGuarantorLabour | n/a | 1900-12-31T23:59:59 | Submitted:Submitted for Approval | Type | Type 1 |  | n/a | n/a | Other | n/a | n/a
WarrantyGuarantorParts | n/a | 1900-12-31T23:59:59 | Submitted:Submitted for Approval | Type | Type 1 |  | n/a | n/a | Other | n/a | n/a
ProductionYear | n/a | 1900-12-31T23:59:59 | Submitted:Submitted for Approval | Component | nbl_SanitaryAccessory_Hand-Drier :Type 1:262442 |  | n/a | n/a | Pset_ManufacturerTypeInformation | n/a | n/a
Host | n/a | 1900-12-31T23:59:59 | Submitted:Submitted for Approval | Component | nbl_SanitaryAccessory_Hand-Drier :Type 1:262442 | Level : Ground Floor | n/a | n/a | Constraints | n/a | n/a
Level | n/a | 1900-12-31T23:59:59 | Submitted:Submitted for Approval | Component | nbl_SanitaryAccessory_Hand-Drier :Type 1:262442 | Level: Ground Floor | n/a | n/a | Constraints | n/a | n/a
Moves With Nearby Elements | n/a | 1900-12-31T23:59:59 | Submitted:Submitted for Approval | Component | nbl_SanitaryAccessory_Hand-Drier :Type 1:262442 | n/a | n/a | n/a | Constraints | n/a | n/a | n/a
Offset | n/a | 1900-12-31T23:59:59 | Submitted:Submitted for Approval | Component | nbl_SanitaryAccessory_Hand-Drier :Type 1:262442 | 0 | n/a | n/a | Constraints | n/a | n/a | n/a
OffsetFromFloor | n/a | 1900-12-31T23:59:59 | Submitted:Submitted for Approval | Component | nbl_SanitaryAccessory_Hand-Drier :Type 1:262442 | 900 | n/a | n/a | Dimensions | n/a | n/a | n/a
ComponentNumber | n/a | 1900-12-31T23:59:59 | Submitted:Submitted for Approval | Component | nbl_SanitaryAccessory_Hand-Drier :Type 1:262442 |  | n/a | n/a | Identity Data | n/a | n/a
Mark | n/a | 1900-12-31T23:59:59 | Submitted:Submitted for Approval | Component | nbl_SanitaryAccessory_Hand-Drier :Type 1:262442 | 19 | n/a | n/a | Identity Data | n/a | n/a
AssetIdentifier | n/a | 1900-12-31T23:59:59 | Submitted:Submitted for Approval | Component | nbl_SanitaryAccessory_Hand-Drier :Type 1:262442 |  | n/a | n/a | Other | n/a | n/a
BarCode | n/a | 1900-12-31T23:59:59 | Submitted:Submitted for Approval | Component | nbl_SanitaryAccessory_Hand-Drier :Type 1:262442 |  | n/a | n/a | Other | n/a | n/a
InstallationDate | n/a | 1900-12-31T23:59:59 | Submitted:Submitted for Approval | Component | nbl_SanitaryAccessory_Hand-Drier :Type 1:262442 |  | n/a | n/a | Other | n/a | n/a
SerialNumber | n/a | 1900-12-31T23:59:59 | Submitted:Submitted for Approval | Component | nbl_SanitaryAccessory_Hand-Drier :Type 1:262442 |  | n/a | n/a | Other | n/a | n/a
TagNumber | n/a | 1900-12-31T23:59:59 | Submitted:Submitted for Approval | Component | nbl_SanitaryAccessory_Hand-Drier :Type 1:262442 |  | n/a | n/a | Other | n/a | n/a
WarrantyStartDate | n/a | 1900-12-31T23:59:59 | Submitted:Submitted for Approval | Component | nbl_SanitaryAccessory_Hand-Drier :Type 1:262442 |  | n/a | n/a | Other | n/a | n/a
Phase Created | n/a | 1900-12-31T23:59:59 | Submitted:Submitted for Approval | Component | nbl_SanitaryAccessory_Hand-Drier :Type 1:262442 | New Construction | n/a | n/a | Phasing | n/a | n/a
SanitarywareSet | n/a | 1900-12-31T23:59:59 | Submitted:Submitted for Approval | Component | nbl_SanitaryAccessory_Hand-Drier :Type 1:262442 |  | n/a | n/a | Text | n/a | n/a
Depth | n/a | 1900-12-31T23:59:59 | Submitted:Submitted for Approval | Type | Type 1 | 100 | n/a | n/a | Dimensions | n/a | n/a | n/a
Height | n/a | 1900-12-31T23:59:59 | Submitted:Submitted for Approval | Type | Type 1 | 250 | n/a | n/a | Dimensions | n/a | n/a | n/a
Length | n/a | 1900-12-31T23:59:59 | Submitted:Submitted for Approval | Type | Type 1 | 100 | n/a | n/a | Dimensions | n/a | n/a | n/a
Width | n/a | 1900-12-31T23:59:59 | Submitted:Submitted for Approval | Type | Type 1 | 115 | n/a | n/a | Dimensions | n/a | n/a | n/a
Assembly Code | n/a | 1900-12-31T23:59:59 | Submitted:Submitted for Approval | Type | Type 1 |  | n/a | n/a | Identity Data | n/a | n/a
Assembly Description | n/a | 1900-12-31T23:59:59 | Submitted:Submitted for Approval | Type | Type 1 |  | n/a | n/a | Identity Data | n/a | n/a
Description | n/a | 1900-12-31T23:59:59 | Submitted:Submitted for Approval | Type | Type 1 | Wall mounted soap dispenser | n/a | n/a | Identity Data | n/a | n/a
Help | n/a | 1900-12-31T23:59:59 | Submitted:Submitted for Approval | Type | Type 1 | www.nationalbimlibrary.com | n/a | n/a | Identity Data | n/a | n/a
IssueDate | n/a | 1900-12-31T23:59:59 | Submitted:Submitted for Approval | Type | Type 1 |  | n/a | n/a | Identity Data | n/a | n/a
NBSDescription | n/a | 1900-12-31T23:59:59 | Submitted:Submitted for Approval | Type | Type 1 | Soap dispensers | n/a | n/a | Identity Data | n/a | n/a
NBSReference | n/a | 1900-12-31T23:59:59 | Submitted:Submitted for Approval | Type | Type 1 | 45-35-72/358 | n/a | n/a | Identity Data | n/a | n/a
OmniClass Number | n/a | 1900-12-31T23:59:59 | Submitted:Submitted for Approval | Type | Type 1 |  | n/a | n/a | Identity Data | n/a | n/a
OmniClass Title | n/a | 1900-12-31T23:59:59 | Submitted:Submitted for Approval | Type | Type 1 |  | n/a | n/a | Identity Data | n/a | n/a
Version | n/a | 1900-12-31T23:59:59 | Submitted:Submitted for Approval | Type | Type 1 |  | n/a | n/a | Identity Data | n/a | n/a
SanitaryDispenserMaterial | n/a | 1900-12-31T23:59:59 | Submitted:Submitted for Approval | Type | Type 1 | nbl_ConceptSolid | n/a | n/a | Materials and Finishes | n/a | n/a
Colour | n/a | 1900-12-31T23:59:59 | Submitted:Submitted for Approval | Type | Type 1 |  | n/a | n/a | Other | n/a | n/a
Constituents | n/a | 1900-12-31T23:59:59 | Submitted:Submitted for Approval | Type | Type 1 |  | n/a | n/a | Other | n/a | n/a
Features | n/a | 1900-12-31T23:59:59 | Submitted:Submitted for Approval | Type | Type 1 |  | n/a | n/a | Other | n/a | n/a
Finish | n/a | 1900-12-31T23:59:59 | Submitted:Submitted for Approval | Type | Type 1 |  | n/a | n/a | Other | n/a | n/a
Grade | n/a | 1900-12-31T23:59:59 | Submitted:Submitted for Approval | Type | Type 1 |  | n/a | n/a | Other | n/a | n/a
Material | n/a | 1900-12-31T23:59:59 | Submitted:Submitted for Approval | Type | Type 1 |  | n/a | n/a | Other | n/a | n/a
NominalHeight | n/a | 1900-12-31T23:59:59 | Submitted:Submitted for Approval | Type | Type 1 | 250 | n/a | n/a | Other | n/a | n/a | n/a
NominalLength | n/a | 1900-12-31T23:59:59 | Submitted:Submitted for Approval | Type | Type 1 | 100 | n/a | n/a | Other | n/a | n/a | n/a
NominalWidth | n/a | 1900-12-31T23:59:59 | Submitted:Submitted for Approval | Type | Type 1 | 115 | n/a | n/a | Other | n/a | n/a | n/a
ProductionYear | n/a | 1900-12-31T23:59:59 | Submitted:Submitted for Approval | Type | Type 1 |  | n/a | n/a | Other | n/a | n/a
ReplacementCost | n/a | 1900-12-31T23:59:59 | Submitted:Submitted for Approval | Type | Type 1 |  | n/a | n/a | Other | n/a | n/a
ServiceLifeDuration | n/a | 1900-12-31T23:59:59 | Submitted:Submitted for Approval | Type | Type 1 |  | n/a | n/a | Other | n/a | n/a
Shape | n/a | 1900-12-31T23:59:59 | Submitted:Submitted for Approval | Type | Type 1 |  | n/a | n/a | Other | n/a | n/a
Size | n/a | 1900-12-31T23:59:59 | Submitted:Submitted for Approval | Type | Type 1 |  | n/a | n/a | Other | n/a | n/a
WarrantyDescription | n/a | 1900-12-31T23:59:59 | Submitted:Submitted for Approval | Type | Type 1 |  | n/a | n/a | Other | n/a | n/a
WarrantyDurationLabour | n/a | 1900-12-31T23:59:59 | Submitted:Submitted for Approval | Type | Type 1 |  | n/a | n/a | Other | n/a | n/a
WarrantyDurationParts | n/a | 1900-12-31T23:59:59 | Submitted:Submitted for Approval | Type | Type 1 |  | n/a | n/a | Other | n/a | n/a
WarrantyGuarantorLabour | n/a | 1900-12-31T23:59:59 | Submitted:Submitted for Approval | Type | Type 1 |  | n/a | n/a | Other | n/a | n/a
WarrantyGuarantorParts | n/a | 1900-12-31T23:59:59 | Submitted:Submitted for Approval | Type | Type 1 |  | n/a | n/a | Other | n/a | n/a
ProductionYear | n/a | 1900-12-31T23:59:59 | Submitted:Submitted for Approval | Component | nbl_SanitaryAccessory_Dispenser-Soap :Type 1:262443 |  | n/a | n/a | Pset_ManufacturerTypeInformation | n/a | n/a
Host | n/a | 1900-12-31T23:59:59 | Submitted:Submitted for Approval | Component | nbl_SanitaryAccessory_Dispenser-Soap :Type 1:262443 | Level : Ground Floor | n/a | n/a | Constraints | n/a | n/a
Level | n/a | 1900-12-31T23:59:59 | Submitted:Submitted for Approval | Component | nbl_SanitaryAccessory_Dispenser-Soap :Type 1:262443 | Level: Ground Floor | n/a | n/a | Constraints | n/a | n/a
Moves With Nearby Elements | n/a | 1900-12-31T23:59:59 | Submitted:Submitted for Approval | Component | nbl_SanitaryAccessory_Dispenser-Soap :Type 1:262443 | n/a | n/a | n/a | Constraints | n/a | n/a | n/a
Offset | n/a | 1900-12-31T23:59:59 | Submitted:Submitted for Approval | Component | nbl_SanitaryAccessory_Dispenser-Soap :Type 1:262443 | 0 | n/a | n/a | Constraints | n/a | n/a | n/a
OffsetFromFloor | n/a | 1900-12-31T23:59:59 | Submitted:Submitted for Approval | Component | nbl_SanitaryAccessory_Dispenser-Soap :Type 1:262443 | 900 | n/a | n/a | Dimensions | n/a | n/a | n/a
ComponentNumber | n/a | 1900-12-31T23:59:59 | Submitted:Submitted for Approval | Component | nbl_SanitaryAccessory_Dispenser-Soap :Type 1:262443 |  | n/a | n/a | Identity Data | n/a | n/a
Mark | n/a | 1900-12-31T23:59:59 | Submitted:Submitted for Approval | Component | nbl_SanitaryAccessory_Dispenser-Soap :Type 1:262443 | 20 | n/a | n/a | Identity Data | n/a | n/a
AssetIdentifier | n/a | 1900-12-31T23:59:59 | Submitted:Submitted for Approval | Component | nbl_SanitaryAccessory_Dispenser-Soap :Type 1:262443 |  | n/a | n/a | Other | n/a | n/a
BarCode | n/a | 1900-12-31T23:59:59 | Submitted:Submitted for Approval | Component | nbl_SanitaryAccessory_Dispenser-Soap :Type 1:262443 |  | n/a | n/a | Other | n/a | n/a
InstallationDate | n/a | 1900-12-31T23:59:59 | Submitted:Submitted for Approval | Component | nbl_SanitaryAccessory_Dispenser-Soap :Type 1:262443 |  | n/a | n/a | Other | n/a | n/a
SerialNumber | n/a | 1900-12-31T23:59:59 | Submitted:Submitted for Approval | Component | nbl_SanitaryAccessory_Dispenser-Soap :Type 1:262443 |  | n/a | n/a | Other | n/a | n/a
TagNumber | n/a | 1900-12-31T23:59:59 | Submitted:Submitted for Approval | Component | nbl_SanitaryAccessory_Dispenser-Soap :Type 1:262443 |  | n/a | n/a | Other | n/a | n/a
WarrantyStartDate | n/a | 1900-12-31T23:59:59 | Submitted:Submitted for Approval | Component | nbl_SanitaryAccessory_Dispenser-Soap :Type 1:262443 |  | n/a | n/a | Other | n/a | n/a
Phase Created | n/a | 1900-12-31T23:59:59 | Submitted:Submitted for Approval | Component | nbl_SanitaryAccessory_Dispenser-Soap :Type 1:262443 | New Construction | n/a | n/a | Phasing | n/a | n/a
SanitarywareSet | n/a | 1900-12-31T23:59:59 | Submitted:Submitted for Approval | Component | nbl_SanitaryAccessory_Dispenser-Soap :Type 1:262443 |  | n/a | n/a | Text | n/a | n/a
Depth | n/a | 1900-12-31T23:59:59 | Submitted:Submitted for Approval | Type | Type 1 | 145 | n/a | n/a | Dimensions | n/a | n/a | n/a
Height | n/a | 1900-12-31T23:59:59 | Submitted:Submitted for Approval | Type | Type 1 | 265 | n/a | n/a | Dimensions | n/a | n/a | n/a
Length | n/a | 1900-12-31T23:59:59 | Submitted:Submitted for Approval | Type | Type 1 | 145 | n/a | n/a | Dimensions | n/a | n/a | n/a
Width | n/a | 1900-12-31T23:59:59 | Submitted:Submitted for Approval | Type | Type 1 | 290 | n/a | n/a | Dimensions | n/a | n/a | n/a
Assembly Code | n/a | 1900-12-31T23:59:59 | Submitted:Submitted for Approval | Type | Type 1 |  | n/a | n/a | Identity Data | n/a | n/a
Assembly Description | n/a | 1900-12-31T23:59:59 | Submitted:Submitted for Approval | Type | Type 1 |  | n/a | n/a | Identity Data | n/a | n/a
Description | n/a | 1900-12-31T23:59:59 | Submitted:Submitted for Approval | Type | Type 1 | Wall mounted paper towel dispenser | n/a | n/a | Identity Data | n/a | n/a
Help | n/a | 1900-12-31T23:59:59 | Submitted:Submitted for Approval | Type | Type 1 | www.nationalbimlibrary.com | n/a | n/a | Identity Data | n/a | n/a
IssueDate | n/a | 1900-12-31T23:59:59 | Submitted:Submitted for Approval | Type | Type 1 |  | n/a | n/a | Identity Data | n/a | n/a
NBSDescription | n/a | 1900-12-31T23:59:59 | Submitted:Submitted for Approval | Type | Type 1 | Paper towel dispensers type B | n/a | n/a | Identity Data | n/a | n/a
NBSReference | n/a | 1900-12-31T23:59:59 | Submitted:Submitted for Approval | Type | Type 1 | 45-35-72/344B | n/a | n/a | Identity Data | n/a | n/a
OmniClass Number | n/a | 1900-12-31T23:59:59 | Submitted:Submitted for Approval | Type | Type 1 |  | n/a | n/a | Identity Data | n/a | n/a
OmniClass Title | n/a | 1900-12-31T23:59:59 | Submitted:Submitted for Approval | Type | Type 1 |  | n/a | n/a | Identity Data | n/a | n/a
Version | n/a | 1900-12-31T23:59:59 | Submitted:Submitted for Approval | Type | Type 1 |  | n/a | n/a | Identity Data | n/a | n/a
SanitaryDispenserMaterial | n/a | 1900-12-31T23:59:59 | Submitted:Submitted for Approval | Type | Type 1 | nbl_ConceptSolid | n/a | n/a | Materials and Finishes | n/a | n/a
Colour | n/a | 1900-12-31T23:59:59 | Submitted:Submitted for Approval | Type | Type 1 |  | n/a | n/a | Other | n/a | n/a
Constituents | n/a | 1900-12-31T23:59:59 | Submitted:Submitted for Approval | Type | Type 1 |  | n/a | n/a | Other | n/a | n/a
Features | n/a | 1900-12-31T23:59:59 | Submitted:Submitted for Approval | Type | Type 1 |  | n/a | n/a | Other | n/a | n/a
Finish | n/a | 1900-12-31T23:59:59 | Submitted:Submitted for Approval | Type | Type 1 |  | n/a | n/a | Other | n/a | n/a
Grade | n/a | 1900-12-31T23:59:59 | Submitted:Submitted for Approval | Type | Type 1 |  | n/a | n/a | Other | n/a | n/a
Material | n/a | 1900-12-31T23:59:59 | Submitted:Submitted for Approval | Type | Type 1 |  | n/a | n/a | Other | n/a | n/a
NominalHeight | n/a | 1900-12-31T23:59:59 | Submitted:Submitted for Approval | Type | Type 1 | 265 | n/a | n/a | Other | n/a | n/a | n/a
NominalLength | n/a | 1900-12-31T23:59:59 | Submitted:Submitted for Approval | Type | Type 1 | 145 | n/a | n/a | Other | n/a | n/a | n/a
NominalWidth | n/a | 1900-12-31T23:59:59 | Submitted:Submitted for Approval | Type | Type 1 | 290 | n/a | n/a | Other | n/a | n/a | n/a
ProductionYear | n/a | 1900-12-31T23:59:59 | Submitted:Submitted for Approval | Type | Type 1 |  | n/a | n/a | Other | n/a | n/a
ReplacementCost | n/a | 1900-12-31T23:59:59 | Submitted:Submitted for Approval | Type | Type 1 |  | n/a | n/a | Other | n/a | n/a
ServiceLifeDuration | n/a | 1900-12-31T23:59:59 | Submitted:Submitted for Approval | Type | Type 1 |  | n/a | n/a | Other | n/a | n/a
Shape | n/a | 1900-12-31T23:59:59 | Submitted:Submitted for Approval | Type | Type 1 |  | n/a | n/a | Other | n/a | n/a
Size | n/a | 1900-12-31T23:59:59 | Submitted:Submitted for Approval | Type | Type 1 |  | n/a | n/a | Other | n/a | n/a
WarrantyDescription | n/a | 1900-12-31T23:59:59 | Submitted:Submitted for Approval | Type | Type 1 |  | n/a | n/a | Other | n/a | n/a
WarrantyDurationLabour | n/a | 1900-12-31T23:59:59 | Submitted:Submitted for Approval | Type | Type 1 |  | n/a | n/a | Other | n/a | n/a
WarrantyDurationParts | n/a | 1900-12-31T23:59:59 | Submitted:Submitted for Approval | Type | Type 1 |  | n/a | n/a | Other | n/a | n/a
WarrantyGuarantorLabour | n/a | 1900-12-31T23:59:59 | Submitted:Submitted for Approval | Type | Type 1 |  | n/a | n/a | Other | n/a | n/a
WarrantyGuarantorParts | n/a | 1900-12-31T23:59:59 | Submitted:Submitted for Approval | Type | Type 1 |  | n/a | n/a | Other | n/a | n/a
ProductionYear | n/a | 1900-12-31T23:59:59 | Submitted:Submitted for Approval | Component | nbl_SanitaryAccessory_Dispenser-Paper-Towel :Type 1:262444 |  | n/a | n/a | Pset_ManufacturerTypeInformation | n/a | n/a
Host | n/a | 1900-12-31T23:59:59 | Submitted:Submitted for Approval | Component | nbl_SanitaryAccessory_Dispenser-Paper-Towel :Type 1:262444 | Level : Ground Floor | n/a | n/a | Constraints | n/a | n/a
Level | n/a | 1900-12-31T23:59:59 | Submitted:Submitted for Approval | Component | nbl_SanitaryAccessory_Dispenser-Paper-Towel :Type 1:262444 | Level: Ground Floor | n/a | n/a | Constraints | n/a | n/a
Moves With Nearby Elements | n/a | 1900-12-31T23:59:59 | Submitted:Submitted for Approval | Component | nbl_SanitaryAccessory_Dispenser-Paper-Towel :Type 1:262444 | n/a | n/a | n/a | Constraints | n/a | n/a | n/a
Offset | n/a | 1900-12-31T23:59:59 | Submitted:Submitted for Approval | Component | nbl_SanitaryAccessory_Dispenser-Paper-Towel :Type 1:262444 | 0 | n/a | n/a | Constraints | n/a | n/a | n/a
OffsetFromFloor | n/a | 1900-12-31T23:59:59 | Submitted:Submitted for Approval | Component | nbl_SanitaryAccessory_Dispenser-Paper-Towel :Type 1:262444 | 900 | n/a | n/a | Dimensions | n/a | n/a | n/a
ComponentNumber | n/a | 1900-12-31T23:59:59 | Submitted:Submitted for Approval | Component | nbl_SanitaryAccessory_Dispenser-Paper-Towel :Type 1:262444 |  | n/a | n/a | Identity Data | n/a | n/a
Mark | n/a | 1900-12-31T23:59:59 | Submitted:Submitted for Approval | Component | nbl_SanitaryAccessory_Dispenser-Paper-Towel :Type 1:262444 | 21 | n/a | n/a | Identity Data | n/a | n/a
AssetIdentifier | n/a | 1900-12-31T23:59:59 | Submitted:Submitted for Approval | Component | nbl_SanitaryAccessory_Dispenser-Paper-Towel :Type 1:262444 |  | n/a | n/a | Other | n/a | n/a
BarCode | n/a | 1900-12-31T23:59:59 | Submitted:Submitted for Approval | Component | nbl_SanitaryAccessory_Dispenser-Paper-Towel :Type 1:262444 |  | n/a | n/a | Other | n/a | n/a
InstallationDate | n/a | 1900-12-31T23:59:59 | Submitted:Submitted for Approval | Component | nbl_SanitaryAccessory_Dispenser-Paper-Towel :Type 1:262444 |  | n/a | n/a | Other | n/a | n/a
SerialNumber | n/a | 1900-12-31T23:59:59 | Submitted:Submitted for Approval | Component | nbl_SanitaryAccessory_Dispenser-Paper-Towel :Type 1:262444 |  | n/a | n/a | Other | n/a | n/a
TagNumber | n/a | 1900-12-31T23:59:59 | Submitted:Submitted for Approval | Component | nbl_SanitaryAccessory_Dispenser-Paper-Towel :Type 1:262444 |  | n/a | n/a | Other | n/a | n/a
WarrantyStartDate | n/a | 1900-12-31T23:59:59 | Submitted:Submitted for Approval | Component | nbl_SanitaryAccessory_Dispenser-Paper-Towel :Type 1:262444 |  | n/a | n/a | Other | n/a | n/a
Phase Created | n/a | 1900-12-31T23:59:59 | Submitted:Submitted for Approval | Component | nbl_SanitaryAccessory_Dispenser-Paper-Towel :Type 1:262444 | New Construction | n/a | n/a | Phasing | n/a | n/a
SanitarywareSet | n/a | 1900-12-31T23:59:59 | Submitted:Submitted for Approval | Component | nbl_SanitaryAccessory_Dispenser-Paper-Towel :Type 1:262444 |  | n/a | n/a | Text | n/a | n/a
BackRestHeight | n/a | 1900-12-31T23:59:59 | Submitted:Submitted for Approval | Type | Type 1 | 140 | n/a | n/a | Dimensions | n/a | n/a | n/a
BackRestWidth | n/a | 1900-12-31T23:59:59 | Submitted:Submitted for Approval | Type | Type 1 | 280 | n/a | n/a | Dimensions | n/a | n/a | n/a
Length | n/a | 1900-12-31T23:59:59 | Submitted:Submitted for Approval | Type | Type 1 | 450 | n/a | n/a | Dimensions | n/a | n/a | n/a
Projection | n/a | 1900-12-31T23:59:59 | Submitted:Submitted for Approval | Type | Type 1 | 150 | n/a | n/a | Dimensions | n/a | n/a | n/a
Radius | n/a | 1900-12-31T23:59:59 | Submitted:Submitted for Approval | Type | Type 1 | 17.5 | n/a | n/a | Dimensions | n/a | n/a | n/a
Assembly Code | n/a | 1900-12-31T23:59:59 | Submitted:Submitted for Approval | Type | Type 1 |  | n/a | n/a | Identity Data | n/a | n/a
Assembly Description | n/a | 1900-12-31T23:59:59 | Submitted:Submitted for Approval | Type | Type 1 |  | n/a | n/a | Identity Data | n/a | n/a
Description | n/a | 1900-12-31T23:59:59 | Submitted:Submitted for Approval | Type | Type 1 | Back rest | n/a | n/a | Identity Data | n/a | n/a
Help | n/a | 1900-12-31T23:59:59 | Submitted:Submitted for Approval | Type | Type 1 | www.nationalbimlibrary.com | n/a | n/a | Identity Data | n/a | n/a
IssueDate | n/a | 1900-12-31T23:59:59 | Submitted:Submitted for Approval | Type | Type 1 |  | n/a | n/a | Identity Data | n/a | n/a
NBSDescription | n/a | 1900-12-31T23:59:59 | Submitted:Submitted for Approval | Type | Type 1 | WC backrests | n/a | n/a | Identity Data | n/a | n/a
NBSReference | n/a | 1900-12-31T23:59:59 | Submitted:Submitted for Approval | Type | Type 1 | 45-35-72/382 | n/a | n/a | Identity Data | n/a | n/a
OmniClass Number | n/a | 1900-12-31T23:59:59 | Submitted:Submitted for Approval | Type | Type 1 |  | n/a | n/a | Identity Data | n/a | n/a
OmniClass Title | n/a | 1900-12-31T23:59:59 | Submitted:Submitted for Approval | Type | Type 1 |  | n/a | n/a | Identity Data | n/a | n/a
Version | n/a | 1900-12-31T23:59:59 | Submitted:Submitted for Approval | Type | Type 1 |  | n/a | n/a | Identity Data | n/a | n/a
BackRestMaterial | n/a | 1900-12-31T23:59:59 | Submitted:Submitted for Approval | Type | Type 1 | nbl_ConceptSolid | n/a | n/a | Materials and Finishes | n/a | n/a
GrabRailMaterial | n/a | 1900-12-31T23:59:59 | Submitted:Submitted for Approval | Type | Type 1 | nbl_ConceptSolid | n/a | n/a | Materials and Finishes | n/a | n/a
Colour | n/a | 1900-12-31T23:59:59 | Submitted:Submitted for Approval | Type | Type 1 |  | n/a | n/a | Other | n/a | n/a
Constituents | n/a | 1900-12-31T23:59:59 | Submitted:Submitted for Approval | Type | Type 1 |  | n/a | n/a | Other | n/a | n/a
Features | n/a | 1900-12-31T23:59:59 | Submitted:Submitted for Approval | Type | Type 1 |  | n/a | n/a | Other | n/a | n/a
Finish | n/a | 1900-12-31T23:59:59 | Submitted:Submitted for Approval | Type | Type 1 |  | n/a | n/a | Other | n/a | n/a
Grade | n/a | 1900-12-31T23:59:59 | Submitted:Submitted for Approval | Type | Type 1 |  | n/a | n/a | Other | n/a | n/a
Material | n/a | 1900-12-31T23:59:59 | Submitted:Submitted for Approval | Type | Type 1 |  | n/a | n/a | Other | n/a | n/a
NominalHeight | n/a | 1900-12-31T23:59:59 | Submitted:Submitted for Approval | Type | Type 1 | 0 | n/a | n/a | Other | n/a | n/a | n/a
NominalLength | n/a | 1900-12-31T23:59:59 | Submitted:Submitted for Approval | Type | Type 1 | 0 | n/a | n/a | Other | n/a | n/a | n/a
NominalWidth | n/a | 1900-12-31T23:59:59 | Submitted:Submitted for Approval | Type | Type 1 | 0 | n/a | n/a | Other | n/a | n/a | n/a
ProductionYear | n/a | 1900-12-31T23:59:59 | Submitted:Submitted for Approval | Type | Type 1 |  | n/a | n/a | Other | n/a | n/a
ReplacementCost | n/a | 1900-12-31T23:59:59 | Submitted:Submitted for Approval | Type | Type 1 |  | n/a | n/a | Other | n/a | n/a
ServiceLifeDuration | n/a | 1900-12-31T23:59:59 | Submitted:Submitted for Approval | Type | Type 1 |  | n/a | n/a | Other | n/a | n/a
Shape | n/a | 1900-12-31T23:59:59 | Submitted:Submitted for Approval | Type | Type 1 |  | n/a | n/a | Other | n/a | n/a
Size | n/a | 1900-12-31T23:59:59 | Submitted:Submitted for Approval | Type | Type 1 |  | n/a | n/a | Other | n/a | n/a
WarrantyDescription | n/a | 1900-12-31T23:59:59 | Submitted:Submitted for Approval | Type | Type 1 |  | n/a | n/a | Other | n/a | n/a
WarrantyDurationLabour | n/a | 1900-12-31T23:59:59 | Submitted:Submitted for Approval | Type | Type 1 |  | n/a | n/a | Other | n/a | n/a
WarrantyDurationParts | n/a | 1900-12-31T23:59:59 | Submitted:Submitted for Approval | Type | Type 1 |  | n/a | n/a | Other | n/a | n/a
WarrantyGuarantorLabour | n/a | 1900-12-31T23:59:59 | Submitted:Submitted for Approval | Type | Type 1 |  | n/a | n/a | Other | n/a | n/a
WarrantyGuarantorParts | n/a | 1900-12-31T23:59:59 | Submitted:Submitted for Approval | Type | Type 1 |  | n/a | n/a | Other | n/a | n/a
ProductionYear | n/a | 1900-12-31T23:59:59 | Submitted:Submitted for Approval | Component | nbl_SanitaryAccessory_Back-Rest :Type 1:262450 |  | n/a | n/a | Pset_ManufacturerTypeInformation | n/a | n/a
Host | n/a | 1900-12-31T23:59:59 | Submitted:Submitted for Approval | Component | nbl_SanitaryAccessory_Back-Rest :Type 1:262450 | Level : Ground Floor | n/a | n/a | Constraints | n/a | n/a
Level | n/a | 1900-12-31T23:59:59 | Submitted:Submitted for Approval | Component | nbl_SanitaryAccessory_Back-Rest :Type 1:262450 | Level: Ground Floor | n/a | n/a | Constraints | n/a | n/a
Moves With Nearby Elements | n/a | 1900-12-31T23:59:59 | Submitted:Submitted for Approval | Component | nbl_SanitaryAccessory_Back-Rest :Type 1:262450 | n/a | n/a | n/a | Constraints | n/a | n/a | n/a
Offset | n/a | 1900-12-31T23:59:59 | Submitted:Submitted for Approval | Component | nbl_SanitaryAccessory_Back-Rest :Type 1:262450 | 0 | n/a | n/a | Constraints | n/a | n/a | n/a
OffsetFromFloor | n/a | 1900-12-31T23:59:59 | Submitted:Submitted for Approval | Component | nbl_SanitaryAccessory_Back-Rest :Type 1:262450 | 680 | n/a | n/a | Dimensions | n/a | n/a | n/a
ComponentNumber | n/a | 1900-12-31T23:59:59 | Submitted:Submitted for Approval | Component | nbl_SanitaryAccessory_Back-Rest :Type 1:262450 |  | n/a | n/a | Identity Data | n/a | n/a
Mark | n/a | 1900-12-31T23:59:59 | Submitted:Submitted for Approval | Component | nbl_SanitaryAccessory_Back-Rest :Type 1:262450 | 27 | n/a | n/a | Identity Data | n/a | n/a
AssetIdentifier | n/a | 1900-12-31T23:59:59 | Submitted:Submitted for Approval | Component | nbl_SanitaryAccessory_Back-Rest :Type 1:262450 |  | n/a | n/a | Other | n/a | n/a
BarCode | n/a | 1900-12-31T23:59:59 | Submitted:Submitted for Approval | Component | nbl_SanitaryAccessory_Back-Rest :Type 1:262450 |  | n/a | n/a | Other | n/a | n/a
InstallationDate | n/a | 1900-12-31T23:59:59 | Submitted:Submitted for Approval | Component | nbl_SanitaryAccessory_Back-Rest :Type 1:262450 |  | n/a | n/a | Other | n/a | n/a
SerialNumber | n/a | 1900-12-31T23:59:59 | Submitted:Submitted for Approval | Component | nbl_SanitaryAccessory_Back-Rest :Type 1:262450 |  | n/a | n/a | Other | n/a | n/a
TagNumber | n/a | 1900-12-31T23:59:59 | Submitted:Submitted for Approval | Component | nbl_SanitaryAccessory_Back-Rest :Type 1:262450 |  | n/a | n/a | Other | n/a | n/a
WarrantyStartDate | n/a | 1900-12-31T23:59:59 | Submitted:Submitted for Approval | Component | nbl_SanitaryAccessory_Back-Rest :Type 1:262450 |  | n/a | n/a | Other | n/a | n/a
Phase Created | n/a | 1900-12-31T23:59:59 | Submitted:Submitted for Approval | Component | nbl_SanitaryAccessory_Back-Rest :Type 1:262450 | New Construction | n/a | n/a | Phasing | n/a | n/a
SanitarywareSet | n/a | 1900-12-31T23:59:59 | Submitted:Submitted for Approval | Component | nbl_SanitaryAccessory_Back-Rest :Type 1:262450 |  | n/a | n/a | Text | n/a | n/a
Depth | n/a | 1900-12-31T23:59:59 | Submitted:Submitted for Approval | Type | 150x400 | 150 | n/a | n/a | Dimensions | n/a | n/a | n/a
Height | n/a | 1900-12-31T23:59:59 | Submitted:Submitted for Approval | Type | 150x400 | 18 | n/a | n/a | Dimensions | n/a | n/a | n/a
Length | n/a | 1900-12-31T23:59:59 | Submitted:Submitted for Approval | Type | 150x400 | 150 | n/a | n/a | Dimensions | n/a | n/a | n/a
Width | n/a | 1900-12-31T23:59:59 | Submitted:Submitted for Approval | Type | 150x400 | 400 | n/a | n/a | Dimensions | n/a | n/a | n/a
Assembly Code | n/a | 1900-12-31T23:59:59 | Submitted:Submitted for Approval | Type | 150x400 |  | n/a | n/a | Identity Data | n/a | n/a
Assembly Description | n/a | 1900-12-31T23:59:59 | Submitted:Submitted for Approval | Type | 150x400 |  | n/a | n/a | Identity Data | n/a | n/a
Description | n/a | 1900-12-31T23:59:59 | Submitted:Submitted for Approval | Type | 150x400 | Colostomy shelf | n/a | n/a | Identity Data | n/a | n/a
Help | n/a | 1900-12-31T23:59:59 | Submitted:Submitted for Approval | Type | 150x400 | www.nationalbimlibrary.com | n/a | n/a | Identity Data | n/a | n/a
IssueDate | n/a | 1900-12-31T23:59:59 | Submitted:Submitted for Approval | Type | 150x400 |  | n/a | n/a | Identity Data | n/a | n/a
NBSDescription | n/a | 1900-12-31T23:59:59 | Submitted:Submitted for Approval | Type | 150x400 | Shelves | n/a | n/a | Identity Data | n/a | n/a
NBSReference | n/a | 1900-12-31T23:59:59 | Submitted:Submitted for Approval | Type | 150x400 | 45-35-72/354 | n/a | n/a | Identity Data | n/a | n/a
OmniClass Number | n/a | 1900-12-31T23:59:59 | Submitted:Submitted for Approval | Type | 150x400 |  | n/a | n/a | Identity Data | n/a | n/a
OmniClass Title | n/a | 1900-12-31T23:59:59 | Submitted:Submitted for Approval | Type | 150x400 |  | n/a | n/a | Identity Data | n/a | n/a
Version | n/a | 1900-12-31T23:59:59 | Submitted:Submitted for Approval | Type | 150x400 |  | n/a | n/a | Identity Data | n/a | n/a
ShelfMaterial | n/a | 1900-12-31T23:59:59 | Submitted:Submitted for Approval | Type | 150x400 | nbl_ConceptSolid | n/a | n/a | Materials and Finishes | n/a | n/a
Colour | n/a | 1900-12-31T23:59:59 | Submitted:Submitted for Approval | Type | 150x400 |  | n/a | n/a | Other | n/a | n/a
Constituents | n/a | 1900-12-31T23:59:59 | Submitted:Submitted for Approval | Type | 150x400 |  | n/a | n/a | Other | n/a | n/a
Features | n/a | 1900-12-31T23:59:59 | Submitted:Submitted for Approval | Type | 150x400 |  | n/a | n/a | Other | n/a | n/a
Finish | n/a | 1900-12-31T23:59:59 | Submitted:Submitted for Approval | Type | 150x400 |  | n/a | n/a | Other | n/a | n/a
Grade | n/a | 1900-12-31T23:59:59 | Submitted:Submitted for Approval | Type | 150x400 |  | n/a | n/a | Other | n/a | n/a
Material | n/a | 1900-12-31T23:59:59 | Submitted:Submitted for Approval | Type | 150x400 |  | n/a | n/a | Other | n/a | n/a
NominalHeight | n/a | 1900-12-31T23:59:59 | Submitted:Submitted for Approval | Type | 150x400 | 18 | n/a | n/a | Other | n/a | n/a | n/a
NominalLength | n/a | 1900-12-31T23:59:59 | Submitted:Submitted for Approval | Type | 150x400 | 150 | n/a | n/a | Other | n/a | n/a | n/a
NominalWidth | n/a | 1900-12-31T23:59:59 | Submitted:Submitted for Approval | Type | 150x400 | 400 | n/a | n/a | Other | n/a | n/a | n/a
ProductionYear | n/a | 1900-12-31T23:59:59 | Submitted:Submitted for Approval | Type | 150x400 |  | n/a | n/a | Other | n/a | n/a
ReplacementCost | n/a | 1900-12-31T23:59:59 | Submitted:Submitted for Approval | Type | 150x400 |  | n/a | n/a | Other | n/a | n/a
ServiceLifeDuration | n/a | 1900-12-31T23:59:59 | Submitted:Submitted for Approval | Type | 150x400 |  | n/a | n/a | Other | n/a | n/a
Shape | n/a | 1900-12-31T23:59:59 | Submitted:Submitted for Approval | Type | 150x400 |  | n/a | n/a | Other | n/a | n/a
Size | n/a | 1900-12-31T23:59:59 | Submitted:Submitted for Approval | Type | 150x400 |  | n/a | n/a | Other | n/a | n/a
WarrantyDescription | n/a | 1900-12-31T23:59:59 | Submitted:Submitted for Approval | Type | 150x400 |  | n/a | n/a | Other | n/a | n/a
WarrantyDurationLabour | n/a | 1900-12-31T23:59:59 | Submitted:Submitted for Approval | Type | 150x400 |  | n/a | n/a | Other | n/a | n/a
WarrantyDurationParts | n/a | 1900-12-31T23:59:59 | Submitted:Submitted for Approval | Type | 150x400 |  | n/a | n/a | Other | n/a | n/a
WarrantyGuarantorLabour | n/a | 1900-12-31T23:59:59 | Submitted:Submitted for Approval | Type | 150x400 |  | n/a | n/a | Other | n/a | n/a
WarrantyGuarantorParts | n/a | 1900-12-31T23:59:59 | Submitted:Submitted for Approval | Type | 150x400 |  | n/a | n/a | Other | n/a | n/a
ProductionYear | n/a | 1900-12-31T23:59:59 | Submitted:Submitted for Approval | Component | nbl_SanitaryAccessory_Shelf-Colostomy:150x400:262453 |  | n/a | n/a | Pset_ManufacturerTypeInformation | n/a | n/a
Host | n/a | 1900-12-31T23:59:59 | Submitted:Submitted for Approval | Component | nbl_SanitaryAccessory_Shelf-Colostomy:150x400:262453 | Level : Ground Floor | n/a | n/a | Constraints | n/a | n/a
Level | n/a | 1900-12-31T23:59:59 | Submitted:Submitted for Approval | Component | nbl_SanitaryAccessory_Shelf-Colostomy:150x400:262453 | Level: Ground Floor | n/a | n/a | Constraints | n/a | n/a
Moves With Nearby Elements | n/a | 1900-12-31T23:59:59 | Submitted:Submitted for Approval | Component | nbl_SanitaryAccessory_Shelf-Colostomy:150x400:262453 | n/a | n/a | n/a | Constraints | n/a | n/a | n/a
Offset | n/a | 1900-12-31T23:59:59 | Submitted:Submitted for Approval | Component | nbl_SanitaryAccessory_Shelf-Colostomy:150x400:262453 | 0 | n/a | n/a | Constraints | n/a | n/a | n/a
OffsetFromFloor | n/a | 1900-12-31T23:59:59 | Submitted:Submitted for Approval | Component | nbl_SanitaryAccessory_Shelf-Colostomy:150x400:262453 | 950 | n/a | n/a | Dimensions | n/a | n/a | n/a
ComponentNumber | n/a | 1900-12-31T23:59:59 | Submitted:Submitted for Approval | Component | nbl_SanitaryAccessory_Shelf-Colostomy:150x400:262453 |  | n/a | n/a | Identity Data | n/a | n/a
Mark | n/a | 1900-12-31T23:59:59 | Submitted:Submitted for Approval | Component | nbl_SanitaryAccessory_Shelf-Colostomy:150x400:262453 | 30 | n/a | n/a | Identity Data | n/a | n/a
AssetIdentifier | n/a | 1900-12-31T23:59:59 | Submitted:Submitted for Approval | Component | nbl_SanitaryAccessory_Shelf-Colostomy:150x400:262453 |  | n/a | n/a | Other | n/a | n/a
BarCode | n/a | 1900-12-31T23:59:59 | Submitted:Submitted for Approval | Component | nbl_SanitaryAccessory_Shelf-Colostomy:150x400:262453 |  | n/a | n/a | Other | n/a | n/a
InstallationDate | n/a | 1900-12-31T23:59:59 | Submitted:Submitted for Approval | Component | nbl_SanitaryAccessory_Shelf-Colostomy:150x400:262453 |  | n/a | n/a | Other | n/a | n/a
SerialNumber | n/a | 1900-12-31T23:59:59 | Submitted:Submitted for Approval | Component | nbl_SanitaryAccessory_Shelf-Colostomy:150x400:262453 |  | n/a | n/a | Other | n/a | n/a
TagNumber | n/a | 1900-12-31T23:59:59 | Submitted:Submitted for Approval | Component | nbl_SanitaryAccessory_Shelf-Colostomy:150x400:262453 |  | n/a | n/a | Other | n/a | n/a
WarrantyStartDate | n/a | 1900-12-31T23:59:59 | Submitted:Submitted for Approval | Component | nbl_SanitaryAccessory_Shelf-Colostomy:150x400:262453 |  | n/a | n/a | Other | n/a | n/a
Phase Created | n/a | 1900-12-31T23:59:59 | Submitted:Submitted for Approval | Component | nbl_SanitaryAccessory_Shelf-Colostomy:150x400:262453 | New Construction | n/a | n/a | Phasing | n/a | n/a
SanitarywareSet | n/a | 1900-12-31T23:59:59 | Submitted:Submitted for Approval | Component | nbl_SanitaryAccessory_Shelf-Colostomy:150x400:262453 |  | n/a | n/a | Text | n/a | n/a
Depth | n/a | 1900-12-31T23:59:59 | Submitted:Submitted for Approval | Type | Type 1 | 160 | n/a | n/a | Dimensions | n/a | n/a | n/a
Height | n/a | 1900-12-31T23:59:59 | Submitted:Submitted for Approval | Type | Type 1 | 300 | n/a | n/a | Dimensions | n/a | n/a | n/a
Length | n/a | 1900-12-31T23:59:59 | Submitted:Submitted for Approval | Type | Type 1 | 160 | n/a | n/a | Dimensions | n/a | n/a | n/a
Width | n/a | 1900-12-31T23:59:59 | Submitted:Submitted for Approval | Type | Type 1 | 160 | n/a | n/a | Dimensions | n/a | n/a | n/a
Assembly Code | n/a | 1900-12-31T23:59:59 | Submitted:Submitted for Approval | Type | Type 1 |  | n/a | n/a | Identity Data | n/a | n/a
Assembly Description | n/a | 1900-12-31T23:59:59 | Submitted:Submitted for Approval | Type | Type 1 |  | n/a | n/a | Identity Data | n/a | n/a
Description | n/a | 1900-12-31T23:59:59 | Submitted:Submitted for Approval | Type | Type 1 | Wall mounted multiple roll dispenser | n/a | n/a | Identity Data | n/a | n/a
Help | n/a | 1900-12-31T23:59:59 | Submitted:Submitted for Approval | Type | Type 1 | www.nationalbimlibrary.com | n/a | n/a | Identity Data | n/a | n/a
IssueDate | n/a | 1900-12-31T23:59:59 | Submitted:Submitted for Approval | Type | Type 1 |  | n/a | n/a | Identity Data | n/a | n/a
NBSDescription | n/a | 1900-12-31T23:59:59 | Submitted:Submitted for Approval | Type | Type 1 | Paper towel dispensers type A | n/a | n/a | Identity Data | n/a | n/a
NBSReference | n/a | 1900-12-31T23:59:59 | Submitted:Submitted for Approval | Type | Type 1 | 45-35-72/344A | n/a | n/a | Identity Data | n/a | n/a
OmniClass Number | n/a | 1900-12-31T23:59:59 | Submitted:Submitted for Approval | Type | Type 1 |  | n/a | n/a | Identity Data | n/a | n/a
OmniClass Title | n/a | 1900-12-31T23:59:59 | Submitted:Submitted for Approval | Type | Type 1 |  | n/a | n/a | Identity Data | n/a | n/a
Version | n/a | 1900-12-31T23:59:59 | Submitted:Submitted for Approval | Type | Type 1 |  | n/a | n/a | Identity Data | n/a | n/a
ToiletRollDispenserMaterial | n/a | 1900-12-31T23:59:59 | Submitted:Submitted for Approval | Type | Type 1 | nbl_Ceramic | n/a | n/a | Materials and Finishes | n/a | n/a
Colour | n/a | 1900-12-31T23:59:59 | Submitted:Submitted for Approval | Type | Type 1 |  | n/a | n/a | Other | n/a | n/a
Constituents | n/a | 1900-12-31T23:59:59 | Submitted:Submitted for Approval | Type | Type 1 |  | n/a | n/a | Other | n/a | n/a
Features | n/a | 1900-12-31T23:59:59 | Submitted:Submitted for Approval | Type | Type 1 |  | n/a | n/a | Other | n/a | n/a
Finish | n/a | 1900-12-31T23:59:59 | Submitted:Submitted for Approval | Type | Type 1 |  | n/a | n/a | Other | n/a | n/a
Grade | n/a | 1900-12-31T23:59:59 | Submitted:Submitted for Approval | Type | Type 1 |  | n/a | n/a | Other | n/a | n/a
Material | n/a | 1900-12-31T23:59:59 | Submitted:Submitted for Approval | Type | Type 1 |  | n/a | n/a | Other | n/a | n/a
NominalHeight | n/a | 1900-12-31T23:59:59 | Submitted:Submitted for Approval | Type | Type 1 | 300 | n/a | n/a | Other | n/a | n/a | n/a
NominalLength | n/a | 1900-12-31T23:59:59 | Submitted:Submitted for Approval | Type | Type 1 | 160 | n/a | n/a | Other | n/a | n/a | n/a
NominalWidth | n/a | 1900-12-31T23:59:59 | Submitted:Submitted for Approval | Type | Type 1 | 160 | n/a | n/a | Other | n/a | n/a | n/a
ProductionYear | n/a | 1900-12-31T23:59:59 | Submitted:Submitted for Approval | Type | Type 1 |  | n/a | n/a | Other | n/a | n/a
ReplacementCost | n/a | 1900-12-31T23:59:59 | Submitted:Submitted for Approval | Type | Type 1 |  | n/a | n/a | Other | n/a | n/a
ServiceLifeDuration | n/a | 1900-12-31T23:59:59 | Submitted:Submitted for Approval | Type | Type 1 |  | n/a | n/a | Other | n/a | n/a
Shape | n/a | 1900-12-31T23:59:59 | Submitted:Submitted for Approval | Type | Type 1 |  | n/a | n/a | Other | n/a | n/a
Size | n/a | 1900-12-31T23:59:59 | Submitted:Submitted for Approval | Type | Type 1 |  | n/a | n/a | Other | n/a | n/a
WarrantyDescription | n/a | 1900-12-31T23:59:59 | Submitted:Submitted for Approval | Type | Type 1 |  | n/a | n/a | Other | n/a | n/a
WarrantyDurationLabour | n/a | 1900-12-31T23:59:59 | Submitted:Submitted for Approval | Type | Type 1 |  | n/a | n/a | Other | n/a | n/a
WarrantyDurationParts | n/a | 1900-12-31T23:59:59 | Submitted:Submitted for Approval | Type | Type 1 |  | n/a | n/a | Other | n/a | n/a
WarrantyGuarantorLabour | n/a | 1900-12-31T23:59:59 | Submitted:Submitted for Approval | Type | Type 1 |  | n/a | n/a | Other | n/a | n/a
WarrantyGuarantorParts | n/a | 1900-12-31T23:59:59 | Submitted:Submitted for Approval | Type | Type 1 |  | n/a | n/a | Other | n/a | n/a
ProductionYear | n/a | 1900-12-31T23:59:59 | Submitted:Submitted for Approval | Component | nbl_SanitaryAccessory_Dispenser-Toilet-Roll-Mltpl:Type 1:263580 |  | n/a | n/a | Pset_ManufacturerTypeInformation | n/a | n/a
Host | n/a | 1900-12-31T23:59:59 | Submitted:Submitted for Approval | Component | nbl_SanitaryAccessory_Dispenser-Toilet-Roll-Mltpl:Type 1:263580 | Level : Ground Floor | n/a | n/a | Constraints | n/a | n/a
Level | n/a | 1900-12-31T23:59:59 | Submitted:Submitted for Approval | Component | nbl_SanitaryAccessory_Dispenser-Toilet-Roll-Mltpl:Type 1:263580 | Level: Ground Floor | n/a | n/a | Constraints | n/a | n/a
Moves With Nearby Elements | n/a | 1900-12-31T23:59:59 | Submitted:Submitted for Approval | Component | nbl_SanitaryAccessory_Dispenser-Toilet-Roll-Mltpl:Type 1:263580 | n/a | n/a | n/a | Constraints | n/a | n/a | n/a
Offset | n/a | 1900-12-31T23:59:59 | Submitted:Submitted for Approval | Component | nbl_SanitaryAccessory_Dispenser-Toilet-Roll-Mltpl:Type 1:263580 | 0 | n/a | n/a | Constraints | n/a | n/a | n/a
OffsetFromFloor | n/a | 1900-12-31T23:59:59 | Submitted:Submitted for Approval | Component | nbl_SanitaryAccessory_Dispenser-Toilet-Roll-Mltpl:Type 1:263580 | 900 | n/a | n/a | Dimensions | n/a | n/a | n/a
ComponentNumber | n/a | 1900-12-31T23:59:59 | Submitted:Submitted for Approval | Component | nbl_SanitaryAccessory_Dispenser-Toilet-Roll-Mltpl:Type 1:263580 |  | n/a | n/a | Identity Data | n/a | n/a
Mark | n/a | 1900-12-31T23:59:59 | Submitted:Submitted for Approval | Component | nbl_SanitaryAccessory_Dispenser-Toilet-Roll-Mltpl:Type 1:263580 | 33 | n/a | n/a | Identity Data | n/a | n/a
AssetIdentifier | n/a | 1900-12-31T23:59:59 | Submitted:Submitted for Approval | Component | nbl_SanitaryAccessory_Dispenser-Toilet-Roll-Mltpl:Type 1:263580 |  | n/a | n/a | Other | n/a | n/a
BarCode | n/a | 1900-12-31T23:59:59 | Submitted:Submitted for Approval | Component | nbl_SanitaryAccessory_Dispenser-Toilet-Roll-Mltpl:Type 1:263580 |  | n/a | n/a | Other | n/a | n/a
InstallationDate | n/a | 1900-12-31T23:59:59 | Submitted:Submitted for Approval | Component | nbl_SanitaryAccessory_Dispenser-Toilet-Roll-Mltpl:Type 1:263580 |  | n/a | n/a | Other | n/a | n/a
SerialNumber | n/a | 1900-12-31T23:59:59 | Submitted:Submitted for Approval | Component | nbl_SanitaryAccessory_Dispenser-Toilet-Roll-Mltpl:Type 1:263580 |  | n/a | n/a | Other | n/a | n/a
TagNumber | n/a | 1900-12-31T23:59:59 | Submitted:Submitted for Approval | Component | nbl_SanitaryAccessory_Dispenser-Toilet-Roll-Mltpl:Type 1:263580 |  | n/a | n/a | Other | n/a | n/a
WarrantyStartDate | n/a | 1900-12-31T23:59:59 | Submitted:Submitted for Approval | Component | nbl_SanitaryAccessory_Dispenser-Toilet-Roll-Mltpl:Type 1:263580 |  | n/a | n/a | Other | n/a | n/a
Phase Created | n/a | 1900-12-31T23:59:59 | Submitted:Submitted for Approval | Component | nbl_SanitaryAccessory_Dispenser-Toilet-Roll-Mltpl:Type 1:263580 | New Construction | n/a | n/a | Phasing | n/a | n/a
SanitarywareSet | n/a | 1900-12-31T23:59:59 | Submitted:Submitted for Approval | Component | nbl_SanitaryAccessory_Dispenser-Toilet-Roll-Mltpl:Type 1:263580 |  | n/a | n/a | Text | n/a | n/a
Depth | n/a | 1900-12-31T23:59:59 | Submitted:Submitted for Approval | Type | Type 1 | 160 | n/a | n/a | Dimensions | n/a | n/a | n/a
Height | n/a | 1900-12-31T23:59:59 | Submitted:Submitted for Approval | Type | Type 1 | 550 | n/a | n/a | Dimensions | n/a | n/a | n/a
Length | n/a | 1900-12-31T23:59:59 | Submitted:Submitted for Approval | Type | Type 1 | 160 | n/a | n/a | Dimensions | n/a | n/a | n/a
Width | n/a | 1900-12-31T23:59:59 | Submitted:Submitted for Approval | Type | Type 1 | 510 | n/a | n/a | Dimensions | n/a | n/a | n/a
Assembly Code | n/a | 1900-12-31T23:59:59 | Submitted:Submitted for Approval | Type | Type 1 |  | n/a | n/a | Identity Data | n/a | n/a
Assembly Description | n/a | 1900-12-31T23:59:59 | Submitted:Submitted for Approval | Type | Type 1 |  | n/a | n/a | Identity Data | n/a | n/a
Description | n/a | 1900-12-31T23:59:59 | Submitted:Submitted for Approval | Type | Type 1 | Sanitary disposal unit | n/a | n/a | Identity Data | n/a | n/a
Help | n/a | 1900-12-31T23:59:59 | Submitted:Submitted for Approval | Type | Type 1 | www.nationalbimlibrary.com | n/a | n/a | Identity Data | n/a | n/a
IssueDate | n/a | 1900-12-31T23:59:59 | Submitted:Submitted for Approval | Type | Type 1 |  | n/a | n/a | Identity Data | n/a | n/a
NBSDescription | n/a | 1900-12-31T23:59:59 | Submitted:Submitted for Approval | Type | Type 1 | Sanitary towel disposal bins | n/a | n/a | Identity Data | n/a | n/a
NBSReference | n/a | 1900-12-31T23:59:59 | Submitted:Submitted for Approval | Type | Type 1 | 45-35-72/350 | n/a | n/a | Identity Data | n/a | n/a
OmniClass Number | n/a | 1900-12-31T23:59:59 | Submitted:Submitted for Approval | Type | Type 1 |  | n/a | n/a | Identity Data | n/a | n/a
OmniClass Title | n/a | 1900-12-31T23:59:59 | Submitted:Submitted for Approval | Type | Type 1 |  | n/a | n/a | Identity Data | n/a | n/a
Version | n/a | 1900-12-31T23:59:59 | Submitted:Submitted for Approval | Type | Type 1 |  | n/a | n/a | Identity Data | n/a | n/a
SanitaryDisposalMaterial | n/a | 1900-12-31T23:59:59 | Submitted:Submitted for Approval | Type | Type 1 | nbl_ConceptSolid | n/a | n/a | Materials and Finishes | n/a | n/a
Colour | n/a | 1900-12-31T23:59:59 | Submitted:Submitted for Approval | Type | Type 1 |  | n/a | n/a | Other | n/a | n/a
Constituents | n/a | 1900-12-31T23:59:59 | Submitted:Submitted for Approval | Type | Type 1 |  | n/a | n/a | Other | n/a | n/a
Features | n/a | 1900-12-31T23:59:59 | Submitted:Submitted for Approval | Type | Type 1 |  | n/a | n/a | Other | n/a | n/a
Finish | n/a | 1900-12-31T23:59:59 | Submitted:Submitted for Approval | Type | Type 1 |  | n/a | n/a | Other | n/a | n/a
Grade | n/a | 1900-12-31T23:59:59 | Submitted:Submitted for Approval | Type | Type 1 |  | n/a | n/a | Other | n/a | n/a
Material | n/a | 1900-12-31T23:59:59 | Submitted:Submitted for Approval | Type | Type 1 |  | n/a | n/a | Other | n/a | n/a
NominalHeight | n/a | 1900-12-31T23:59:59 | Submitted:Submitted for Approval | Type | Type 1 | 550 | n/a | n/a | Other | n/a | n/a | n/a
NominalLength | n/a | 1900-12-31T23:59:59 | Submitted:Submitted for Approval | Type | Type 1 | 160 | n/a | n/a | Other | n/a | n/a | n/a
NominalWidth | n/a | 1900-12-31T23:59:59 | Submitted:Submitted for Approval | Type | Type 1 | 510 | n/a | n/a | Other | n/a | n/a | n/a
ProductionYear | n/a | 1900-12-31T23:59:59 | Submitted:Submitted for Approval | Type | Type 1 |  | n/a | n/a | Other | n/a | n/a
ReplacementCost | n/a | 1900-12-31T23:59:59 | Submitted:Submitted for Approval | Type | Type 1 |  | n/a | n/a | Other | n/a | n/a
ServiceLifeDuration | n/a | 1900-12-31T23:59:59 | Submitted:Submitted for Approval | Type | Type 1 |  | n/a | n/a | Other | n/a | n/a
Shape | n/a | 1900-12-31T23:59:59 | Submitted:Submitted for Approval | Type | Type 1 |  | n/a | n/a | Other | n/a | n/a
Size | n/a | 1900-12-31T23:59:59 | Submitted:Submitted for Approval | Type | Type 1 |  | n/a | n/a | Other | n/a | n/a
WarrantyDescription | n/a | 1900-12-31T23:59:59 | Submitted:Submitted for Approval | Type | Type 1 |  | n/a | n/a | Other | n/a | n/a
WarrantyDurationLabour | n/a | 1900-12-31T23:59:59 | Submitted:Submitted for Approval | Type | Type 1 |  | n/a | n/a | Other | n/a | n/a
WarrantyDurationParts | n/a | 1900-12-31T23:59:59 | Submitted:Submitted for Approval | Type | Type 1 |  | n/a | n/a | Other | n/a | n/a
WarrantyGuarantorLabour | n/a | 1900-12-31T23:59:59 | Submitted:Submitted for Approval | Type | Type 1 |  | n/a | n/a | Other | n/a | n/a
WarrantyGuarantorParts | n/a | 1900-12-31T23:59:59 | Submitted:Submitted for Approval | Type | Type 1 |  | n/a | n/a | Other | n/a | n/a
ProductionYear | n/a | 1900-12-31T23:59:59 | Submitted:Submitted for Approval | Component | nbl_SanitaryAccessory_Disposal-Sanitary-Unit :Type 1:263670 |  | n/a | n/a | Pset_ManufacturerTypeInformation | n/a | n/a
Host | n/a | 1900-12-31T23:59:59 | Submitted:Submitted for Approval | Component | nbl_SanitaryAccessory_Disposal-Sanitary-Unit :Type 1:263670 | Level : Ground Floor | n/a | n/a | Constraints | n/a | n/a
Level | n/a | 1900-12-31T23:59:59 | Submitted:Submitted for Approval | Component | nbl_SanitaryAccessory_Disposal-Sanitary-Unit :Type 1:263670 | Level: Ground Floor | n/a | n/a | Constraints | n/a | n/a
Moves With Nearby Elements | n/a | 1900-12-31T23:59:59 | Submitted:Submitted for Approval | Component | nbl_SanitaryAccessory_Disposal-Sanitary-Unit :Type 1:263670 | n/a | n/a | n/a | Constraints | n/a | n/a | n/a
Offset | n/a | 1900-12-31T23:59:59 | Submitted:Submitted for Approval | Component | nbl_SanitaryAccessory_Disposal-Sanitary-Unit :Type 1:263670 | 0 | n/a | n/a | Constraints | n/a | n/a | n/a
ComponentNumber | n/a | 1900-12-31T23:59:59 | Submitted:Submitted for Approval | Component | nbl_SanitaryAccessory_Disposal-Sanitary-Unit :Type 1:263670 |  | n/a | n/a | Identity Data | n/a | n/a
Mark | n/a | 1900-12-31T23:59:59 | Submitted:Submitted for Approval | Component | nbl_SanitaryAccessory_Disposal-Sanitary-Unit :Type 1:263670 | 34 | n/a | n/a | Identity Data | n/a | n/a
AssetIdentifier | n/a | 1900-12-31T23:59:59 | Submitted:Submitted for Approval | Component | nbl_SanitaryAccessory_Disposal-Sanitary-Unit :Type 1:263670 |  | n/a | n/a | Other | n/a | n/a
BarCode | n/a | 1900-12-31T23:59:59 | Submitted:Submitted for Approval | Component | nbl_SanitaryAccessory_Disposal-Sanitary-Unit :Type 1:263670 |  | n/a | n/a | Other | n/a | n/a
InstallationDate | n/a | 1900-12-31T23:59:59 | Submitted:Submitted for Approval | Component | nbl_SanitaryAccessory_Disposal-Sanitary-Unit :Type 1:263670 |  | n/a | n/a | Other | n/a | n/a
SerialNumber | n/a | 1900-12-31T23:59:59 | Submitted:Submitted for Approval | Component | nbl_SanitaryAccessory_Disposal-Sanitary-Unit :Type 1:263670 |  | n/a | n/a | Other | n/a | n/a
TagNumber | n/a | 1900-12-31T23:59:59 | Submitted:Submitted for Approval | Component | nbl_SanitaryAccessory_Disposal-Sanitary-Unit :Type 1:263670 |  | n/a | n/a | Other | n/a | n/a
WarrantyStartDate | n/a | 1900-12-31T23:59:59 | Submitted:Submitted for Approval | Component | nbl_SanitaryAccessory_Disposal-Sanitary-Unit :Type 1:263670 |  | n/a | n/a | Other | n/a | n/a
Phase Created | n/a | 1900-12-31T23:59:59 | Submitted:Submitted for Approval | Component | nbl_SanitaryAccessory_Disposal-Sanitary-Unit :Type 1:263670 | New Construction | n/a | n/a | Phasing | n/a | n/a
SanitarywareSet | n/a | 1900-12-31T23:59:59 | Submitted:Submitted for Approval | Component | nbl_SanitaryAccessory_Disposal-Sanitary-Unit :Type 1:263670 |  | n/a | n/a | Text | n/a | n/a
Absorptance | n/a | 1900-12-31T23:59:59 | Submitted:Submitted for Approval | Type | Basic Wall:nbl_Int_PlstrGyp-Blck140_TYPE A | 0.1 | n/a | n/a | Analytical Properties | n/a | n/a | n/a
Roughness | n/a | 1900-12-31T23:59:59 | Submitted:Submitted for Approval | Type | Basic Wall:nbl_Int_PlstrGyp-Blck140_TYPE A | 1 | n/a | n/a | Analytical Properties | n/a | n/a | n/a
Function | n/a | 1900-12-31T23:59:59 | Submitted:Submitted for Approval | Type | Basic Wall:nbl_Int_PlstrGyp-Blck140_TYPE A | Interior | n/a | n/a | Construction | n/a | n/a
Width | n/a | 1900-12-31T23:59:59 | Submitted:Submitted for Approval | Type | Basic Wall:nbl_Int_PlstrGyp-Blck140_TYPE A | 160 | n/a | n/a | Construction | n/a | n/a | n/a
Wrapping at Ends | n/a | 1900-12-31T23:59:59 | Submitted:Submitted for Approval | Type | Basic Wall:nbl_Int_PlstrGyp-Blck140_TYPE A | None | n/a | n/a | Construction | n/a | n/a
Wrapping at Inserts | n/a | 1900-12-31T23:59:59 | Submitted:Submitted for Approval | Type | Basic Wall:nbl_Int_PlstrGyp-Blck140_TYPE A | Both | n/a | n/a | Construction | n/a | n/a
Coarse Scale Fill Color | n/a | 1900-12-31T23:59:59 | Submitted:Submitted for Approval | Type | Basic Wall:nbl_Int_PlstrGyp-Blck140_TYPE A | 12632256 | n/a | n/a | Graphics | n/a | n/a | n/a
Coarse Scale Fill Pattern | n/a | 1900-12-31T23:59:59 | Submitted:Submitted for Approval | Type | Basic Wall:nbl_Int_PlstrGyp-Blck140_TYPE A | Solid fill | n/a | n/a | Graphics | n/a | n/a
Assembly Code | n/a | 1900-12-31T23:59:59 | Submitted:Submitted for Approval | Type | Basic Wall:nbl_Int_PlstrGyp-Blck140_TYPE A |  | n/a | n/a | Identity Data | n/a | n/a
Assembly Description | n/a | 1900-12-31T23:59:59 | Submitted:Submitted for Approval | Type | Basic Wall:nbl_Int_PlstrGyp-Blck140_TYPE A |  | n/a | n/a | Identity Data | n/a | n/a
Description | n/a | 1900-12-31T23:59:59 | Submitted:Submitted for Approval | Type | Basic Wall:nbl_Int_PlstrGyp-Blck140_TYPE A | Internal Plaster Gypsum Blck | n/a | n/a | Identity Data | n/a | n/a
Help | n/a | 1900-12-31T23:59:59 | Submitted:Submitted for Approval | Type | Basic Wall:nbl_Int_PlstrGyp-Blck140_TYPE A | http://www.nationalbimlibrary.com | n/a | n/a | Identity Data | n/a | n/a
IssueDate | n/a | 1900-12-31T23:59:59 | Submitted:Submitted for Approval | Type | Basic Wall:nbl_Int_PlstrGyp-Blck140_TYPE A | 12/03/07 | n/a | n/a | Identity Data | n/a | n/a
NBSDescription | n/a | 1900-12-31T23:59:59 | Submitted:Submitted for Approval | Type | Basic Wall:nbl_Int_PlstrGyp-Blck140_TYPE A | User to populate | n/a | n/a | Identity Data | n/a | n/a
NBSReference | n/a | 1900-12-31T23:59:59 | Submitted:Submitted for Approval | Type | Basic Wall:nbl_Int_PlstrGyp-Blck140_TYPE A | User to populate | n/a | n/a | Identity Data | n/a | n/a
Version | n/a | 1900-12-31T23:59:59 | Submitted:Submitted for Approval | Type | Basic Wall:nbl_Int_PlstrGyp-Blck140_TYPE A | 1.0 | n/a | n/a | Identity Data | n/a | n/a
Structural Material | n/a | 1900-12-31T23:59:59 | Submitted:Submitted for Approval | Type | Basic Wall:nbl_Int_PlstrGyp-Blck140_TYPE A | nbl_AggregateConcreteBlocks | n/a | n/a | Materials and Finishes | n/a | n/a
Colour | n/a | 1900-12-31T23:59:59 | Submitted:Submitted for Approval | Type | Basic Wall:nbl_Int_PlstrGyp-Blck140_TYPE A | User to populate | n/a | n/a | Other | n/a | n/a
Constituents | n/a | 1900-12-31T23:59:59 | Submitted:Submitted for Approval | Type | Basic Wall:nbl_Int_PlstrGyp-Blck140_TYPE A | User to populate | n/a | n/a | Other | n/a | n/a
Features | n/a | 1900-12-31T23:59:59 | Submitted:Submitted for Approval | Type | Basic Wall:nbl_Int_PlstrGyp-Blck140_TYPE A | User to populate | n/a | n/a | Other | n/a | n/a
Finish | n/a | 1900-12-31T23:59:59 | Submitted:Submitted for Approval | Type | Basic Wall:nbl_Int_PlstrGyp-Blck140_TYPE A | User to populate | n/a | n/a | Other | n/a | n/a
Grade | n/a | 1900-12-31T23:59:59 | Submitted:Submitted for Approval | Type | Basic Wall:nbl_Int_PlstrGyp-Blck140_TYPE A | User to populate | n/a | n/a | Other | n/a | n/a
Material | n/a | 1900-12-31T23:59:59 | Submitted:Submitted for Approval | Type | Basic Wall:nbl_Int_PlstrGyp-Blck140_TYPE A | User to populate | n/a | n/a | Other | n/a | n/a
NominalHeight | n/a | 1900-12-31T23:59:59 | Submitted:Submitted for Approval | Type | Basic Wall:nbl_Int_PlstrGyp-Blck140_TYPE A | 0 | n/a | n/a | Other | n/a | n/a | n/a
NominalLength | n/a | 1900-12-31T23:59:59 | Submitted:Submitted for Approval | Type | Basic Wall:nbl_Int_PlstrGyp-Blck140_TYPE A | 0 | n/a | n/a | Other | n/a | n/a | n/a
NominalWidth | n/a | 1900-12-31T23:59:59 | Submitted:Submitted for Approval | Type | Basic Wall:nbl_Int_PlstrGyp-Blck140_TYPE A | 0 | n/a | n/a | Other | n/a | n/a | n/a
ProductionYear | n/a | 1900-12-31T23:59:59 | Submitted:Submitted for Approval | Type | Basic Wall:nbl_Int_PlstrGyp-Blck140_TYPE A | User to populate | n/a | n/a | Other | n/a | n/a
ReplacementCost | n/a | 1900-12-31T23:59:59 | Submitted:Submitted for Approval | Type | Basic Wall:nbl_Int_PlstrGyp-Blck140_TYPE A | User to populate | n/a | n/a | Other | n/a | n/a
ServiceLifeDuration | n/a | 1900-12-31T23:59:59 | Submitted:Submitted for Approval | Type | Basic Wall:nbl_Int_PlstrGyp-Blck140_TYPE A | User to populate | n/a | n/a | Other | n/a | n/a
Shape | n/a | 1900-12-31T23:59:59 | Submitted:Submitted for Approval | Type | Basic Wall:nbl_Int_PlstrGyp-Blck140_TYPE A | User to populate | n/a | n/a | Other | n/a | n/a
Size | n/a | 1900-12-31T23:59:59 | Submitted:Submitted for Approval | Type | Basic Wall:nbl_Int_PlstrGyp-Blck140_TYPE A | User to populate | n/a | n/a | Other | n/a | n/a
WarrantyDescription | n/a | 1900-12-31T23:59:59 | Submitted:Submitted for Approval | Type | Basic Wall:nbl_Int_PlstrGyp-Blck140_TYPE A | User to populate | n/a | n/a | Other | n/a | n/a
WarrantyDurationLabour | n/a | 1900-12-31T23:59:59 | Submitted:Submitted for Approval | Type | Basic Wall:nbl_Int_PlstrGyp-Blck140_TYPE A | User to populate | n/a | n/a | Other | n/a | n/a
WarrantyDurationParts | n/a | 1900-12-31T23:59:59 | Submitted:Submitted for Approval | Type | Basic Wall:nbl_Int_PlstrGyp-Blck140_TYPE A | User to populate | n/a | n/a | Other | n/a | n/a
WarrantyGuarantorLabour | n/a | 1900-12-31T23:59:59 | Submitted:Submitted for Approval | Type | Basic Wall:nbl_Int_PlstrGyp-Blck140_TYPE A | User to populate | n/a | n/a | Other | n/a | n/a
WarrantyGuarantorParts | n/a | 1900-12-31T23:59:59 | Submitted:Submitted for Approval | Type | Basic Wall:nbl_Int_PlstrGyp-Blck140_TYPE A | User to populate | n/a | n/a | Other | n/a | n/a
Base Constraint | n/a | 1900-12-31T23:59:59 | Submitted:Submitted for Approval | Component | Basic Wall:nbl_Int_PlstrGyp-Blck140_TYPE A:267111 | Level: Ground Floor | n/a | n/a | Constraints | n/a | n/a
Base Extension Distance | n/a | 1900-12-31T23:59:59 | Submitted:Submitted for Approval | Component | Basic Wall:nbl_Int_PlstrGyp-Blck140_TYPE A:267111 | -160 | n/a | n/a | Constraints | n/a | n/a | n/a
Base is Attached | n/a | 1900-12-31T23:59:59 | Submitted:Submitted for Approval | Component | Basic Wall:nbl_Int_PlstrGyp-Blck140_TYPE A:267111 | n/a | n/a | n/a | Constraints | n/a | n/a | n/a
Base Offset | n/a | 1900-12-31T23:59:59 | Submitted:Submitted for Approval | Component | Basic Wall:nbl_Int_PlstrGyp-Blck140_TYPE A:267111 | 0 | n/a | n/a | Constraints | n/a | n/a | n/a
Location Line | n/a | 1900-12-31T23:59:59 | Submitted:Submitted for Approval | Component | Basic Wall:nbl_Int_PlstrGyp-Blck140_TYPE A:267111 | Finish Face: Exterior | n/a | n/a | Constraints | n/a | n/a
Related to Mass | n/a | 1900-12-31T23:59:59 | Submitted:Submitted for Approval | Component | Basic Wall:nbl_Int_PlstrGyp-Blck140_TYPE A:267111 | n/a | n/a | n/a | Constraints | n/a | n/a | n/a
Room Bounding | n/a | 1900-12-31T23:59:59 | Submitted:Submitted for Approval | Component | Basic Wall:nbl_Int_PlstrGyp-Blck140_TYPE A:267111 | TRUE | n/a | n/a | Constraints | n/a | n/a | n/a
Top Constraint | n/a | 1900-12-31T23:59:59 | Submitted:Submitted for Approval | Component | Basic Wall:nbl_Int_PlstrGyp-Blck140_TYPE A:267111 | Level: Lower Roof - Slab Level | n/a | n/a | Constraints | n/a | n/a
Top Extension Distance | n/a | 1900-12-31T23:59:59 | Submitted:Submitted for Approval | Component | Basic Wall:nbl_Int_PlstrGyp-Blck140_TYPE A:267111 | 0 | n/a | n/a | Constraints | n/a | n/a | n/a
Top is Attached | n/a | 1900-12-31T23:59:59 | Submitted:Submitted for Approval | Component | Basic Wall:nbl_Int_PlstrGyp-Blck140_TYPE A:267111 | n/a | n/a | n/a | Constraints | n/a | n/a | n/a
Top Offset | n/a | 1900-12-31T23:59:59 | Submitted:Submitted for Approval | Component | Basic Wall:nbl_Int_PlstrGyp-Blck140_TYPE A:267111 | -300 | n/a | n/a | Constraints | n/a | n/a | n/a
Unconnected Height | n/a | 1900-12-31T23:59:59 | Submitted:Submitted for Approval | Component | Basic Wall:nbl_Int_PlstrGyp-Blck140_TYPE A:267111 | 2900 | n/a | n/a | Constraints | n/a | n/a | n/a
Area | n/a | 1900-12-31T23:59:59 | Submitted:Submitted for Approval | Component | Basic Wall:nbl_Int_PlstrGyp-Blck140_TYPE A:267111 | 5.5792 | n/a | n/a | Dimensions | n/a | n/a | n/a
Length | n/a | 1900-12-31T23:59:59 | Submitted:Submitted for Approval | Component | Basic Wall:nbl_Int_PlstrGyp-Blck140_TYPE A:267111 | 1833.2756 | n/a | n/a | Dimensions | n/a | n/a | n/a
Volume | n/a | 1900-12-31T23:59:59 | Submitted:Submitted for Approval | Component | Basic Wall:nbl_Int_PlstrGyp-Blck140_TYPE A:267111 | 0.88684 | n/a | n/a | Dimensions | n/a | n/a | n/a
Phase Created | n/a | 1900-12-31T23:59:59 | Submitted:Submitted for Approval | Component | Basic Wall:nbl_Int_PlstrGyp-Blck140_TYPE A:267111 | New Construction | n/a | n/a | Phasing | n/a | n/a
Enable Analytical Model | n/a | 1900-12-31T23:59:59 | Submitted:Submitted for Approval | Component | Basic Wall:nbl_Int_PlstrGyp-Blck140_TYPE A:267111 | n/a | n/a | n/a | Structural | n/a | n/a | n/a
Structural | n/a | 1900-12-31T23:59:59 | Submitted:Submitted for Approval | Component | Basic Wall:nbl_Int_PlstrGyp-Blck140_TYPE A:267111 | n/a | n/a | n/a | Structural | n/a | n/a | n/a
Structural Usage | n/a | 1900-12-31T23:59:59 | Submitted:Submitted for Approval | Component | Basic Wall:nbl_Int_PlstrGyp-Blck140_TYPE A:267111 | Non-bearing | n/a | n/a | Structural | n/a | n/a
Reference | n/a | 1900-12-31T23:59:59 | Submitted:Submitted for Approval | Component | Basic Wall:nbl_Int_PlstrGyp-Blck140_TYPE A:267111 | nbl_Int_PlstrGyp-Blck140_TYPE A | n/a | n/a | Pset_WallCommon | n/a | n/a
LoadBearing | n/a | 1900-12-31T23:59:59 | Submitted:Submitted for Approval | Component | Basic Wall:nbl_Int_PlstrGyp-Blck140_TYPE A:267111 | n/a | n/a | n/a | Pset_WallCommon | n/a | n/a | n/a
ExtendToStructure | n/a | 1900-12-31T23:59:59 | Submitted:Submitted for Approval | Component | Basic Wall:nbl_Int_PlstrGyp-Blck140_TYPE A:267111 | n/a | n/a | n/a | Pset_WallCommon | n/a | n/a | n/a
IsExternal | n/a | 1900-12-31T23:59:59 | Submitted:Submitted for Approval | Component | Basic Wall:nbl_Int_PlstrGyp-Blck140_TYPE A:267111 | n/a | n/a | n/a | Pset_WallCommon | n/a | n/a | n/a
ProductionYear | n/a | 1900-12-31T23:59:59 | Submitted:Submitted for Approval | Component | Basic Wall:nbl_Int_PlstrGyp-Blck140_TYPE A:267111 | User to populate | n/a | n/a | Pset_ManufacturerTypeInformation | n/a | n/a
Base Constraint | n/a | 1900-12-31T23:59:59 | Submitted:Submitted for Approval | Component | Basic Wall:nbl_Int_PlstrGyp-Blck140_TYPE A:267441 | Level: Ground Floor | n/a | n/a | Constraints | n/a | n/a
Base Extension Distance | n/a | 1900-12-31T23:59:59 | Submitted:Submitted for Approval | Component | Basic Wall:nbl_Int_PlstrGyp-Blck140_TYPE A:267441 | -160 | n/a | n/a | Constraints | n/a | n/a | n/a
Base is Attached | n/a | 1900-12-31T23:59:59 | Submitted:Submitted for Approval | Component | Basic Wall:nbl_Int_PlstrGyp-Blck140_TYPE A:267441 | n/a | n/a | n/a | Constraints | n/a | n/a | n/a
Base Offset | n/a | 1900-12-31T23:59:59 | Submitted:Submitted for Approval | Component | Basic Wall:nbl_Int_PlstrGyp-Blck140_TYPE A:267441 | 0 | n/a | n/a | Constraints | n/a | n/a | n/a
Location Line | n/a | 1900-12-31T23:59:59 | Submitted:Submitted for Approval | Component | Basic Wall:nbl_Int_PlstrGyp-Blck140_TYPE A:267441 | Finish Face: Exterior | n/a | n/a | Constraints | n/a | n/a
Related to Mass | n/a | 1900-12-31T23:59:59 | Submitted:Submitted for Approval | Component | Basic Wall:nbl_Int_PlstrGyp-Blck140_TYPE A:267441 | n/a | n/a | n/a | Constraints | n/a | n/a | n/a
Room Bounding | n/a | 1900-12-31T23:59:59 | Submitted:Submitted for Approval | Component | Basic Wall:nbl_Int_PlstrGyp-Blck140_TYPE A:267441 | TRUE | n/a | n/a | Constraints | n/a | n/a | n/a
Top Constraint | n/a | 1900-12-31T23:59:59 | Submitted:Submitted for Approval | Component | Basic Wall:nbl_Int_PlstrGyp-Blck140_TYPE A:267441 | Level: Lower Roof - Slab Level | n/a | n/a | Constraints | n/a | n/a
Top Extension Distance | n/a | 1900-12-31T23:59:59 | Submitted:Submitted for Approval | Component | Basic Wall:nbl_Int_PlstrGyp-Blck140_TYPE A:267441 | 0 | n/a | n/a | Constraints | n/a | n/a | n/a
Top is Attached | n/a | 1900-12-31T23:59:59 | Submitted:Submitted for Approval | Component | Basic Wall:nbl_Int_PlstrGyp-Blck140_TYPE A:267441 | n/a | n/a | n/a | Constraints | n/a | n/a | n/a
Top Offset | n/a | 1900-12-31T23:59:59 | Submitted:Submitted for Approval | Component | Basic Wall:nbl_Int_PlstrGyp-Blck140_TYPE A:267441 | -300 | n/a | n/a | Constraints | n/a | n/a | n/a
Unconnected Height | n/a | 1900-12-31T23:59:59 | Submitted:Submitted for Approval | Component | Basic Wall:nbl_Int_PlstrGyp-Blck140_TYPE A:267441 | 2900 | n/a | n/a | Constraints | n/a | n/a | n/a
Area | n/a | 1900-12-31T23:59:59 | Submitted:Submitted for Approval | Component | Basic Wall:nbl_Int_PlstrGyp-Blck140_TYPE A:267441 | 0.6426 | n/a | n/a | Dimensions | n/a | n/a | n/a
Length | n/a | 1900-12-31T23:59:59 | Submitted:Submitted for Approval | Component | Basic Wall:nbl_Int_PlstrGyp-Blck140_TYPE A:267441 | 549 | n/a | n/a | Dimensions | n/a | n/a | n/a
Volume | n/a | 1900-12-31T23:59:59 | Submitted:Submitted for Approval | Component | Basic Wall:nbl_Int_PlstrGyp-Blck140_TYPE A:267441 | 0.10214 | n/a | n/a | Dimensions | n/a | n/a | n/a
Phase Created | n/a | 1900-12-31T23:59:59 | Submitted:Submitted for Approval | Component | Basic Wall:nbl_Int_PlstrGyp-Blck140_TYPE A:267441 | New Construction | n/a | n/a | Phasing | n/a | n/a
Enable Analytical Model | n/a | 1900-12-31T23:59:59 | Submitted:Submitted for Approval | Component | Basic Wall:nbl_Int_PlstrGyp-Blck140_TYPE A:267441 | n/a | n/a | n/a | Structural | n/a | n/a | n/a
Structural | n/a | 1900-12-31T23:59:59 | Submitted:Submitted for Approval | Component | Basic Wall:nbl_Int_PlstrGyp-Blck140_TYPE A:267441 | n/a | n/a | n/a | Structural | n/a | n/a | n/a
Structural Usage | n/a | 1900-12-31T23:59:59 | Submitted:Submitted for Approval | Component | Basic Wall:nbl_Int_PlstrGyp-Blck140_TYPE A:267441 | Non-bearing | n/a | n/a | Structural | n/a | n/a
Reference | n/a | 1900-12-31T23:59:59 | Submitted:Submitted for Approval | Component | Basic Wall:nbl_Int_PlstrGyp-Blck140_TYPE A:267441 | nbl_Int_PlstrGyp-Blck140_TYPE A | n/a | n/a | Pset_WallCommon | n/a | n/a
LoadBearing | n/a | 1900-12-31T23:59:59 | Submitted:Submitted for Approval | Component | Basic Wall:nbl_Int_PlstrGyp-Blck140_TYPE A:267441 | n/a | n/a | n/a | Pset_WallCommon | n/a | n/a | n/a
ExtendToStructure | n/a | 1900-12-31T23:59:59 | Submitted:Submitted for Approval | Component | Basic Wall:nbl_Int_PlstrGyp-Blck140_TYPE A:267441 | n/a | n/a | n/a | Pset_WallCommon | n/a | n/a | n/a
IsExternal | n/a | 1900-12-31T23:59:59 | Submitted:Submitted for Approval | Component | Basic Wall:nbl_Int_PlstrGyp-Blck140_TYPE A:267441 | n/a | n/a | n/a | Pset_WallCommon | n/a | n/a | n/a
ProductionYear | n/a | 1900-12-31T23:59:59 | Submitted:Submitted for Approval | Component | Basic Wall:nbl_Int_PlstrGyp-Blck140_TYPE A:267441 | User to populate | n/a | n/a | Pset_ManufacturerTypeInformation | n/a | n/a
Base Constraint | n/a | 1900-12-31T23:59:59 | Submitted:Submitted for Approval | Component | Basic Wall:nbl_Int_PlstrGyp-Blck140_TYPE A:268614 | Level: Ground Floor | n/a | n/a | Constraints | n/a | n/a
Base Extension Distance | n/a | 1900-12-31T23:59:59 | Submitted:Submitted for Approval | Component | Basic Wall:nbl_Int_PlstrGyp-Blck140_TYPE A:268614 | -160 | n/a | n/a | Constraints | n/a | n/a | n/a
Base is Attached | n/a | 1900-12-31T23:59:59 | Submitted:Submitted for Approval | Component | Basic Wall:nbl_Int_PlstrGyp-Blck140_TYPE A:268614 | n/a | n/a | n/a | Constraints | n/a | n/a | n/a
Base Offset | n/a | 1900-12-31T23:59:59 | Submitted:Submitted for Approval | Component | Basic Wall:nbl_Int_PlstrGyp-Blck140_TYPE A:268614 | 0 | n/a | n/a | Constraints | n/a | n/a | n/a
Location Line | n/a | 1900-12-31T23:59:59 | Submitted:Submitted for Approval | Component | Basic Wall:nbl_Int_PlstrGyp-Blck140_TYPE A:268614 | Finish Face: Exterior | n/a | n/a | Constraints | n/a | n/a
Related to Mass | n/a | 1900-12-31T23:59:59 | Submitted:Submitted for Approval | Component | Basic Wall:nbl_Int_PlstrGyp-Blck140_TYPE A:268614 | n/a | n/a | n/a | Constraints | n/a | n/a | n/a
Room Bounding | n/a | 1900-12-31T23:59:59 | Submitted:Submitted for Approval | Component | Basic Wall:nbl_Int_PlstrGyp-Blck140_TYPE A:268614 | TRUE | n/a | n/a | Constraints | n/a | n/a | n/a
Top Constraint | n/a | 1900-12-31T23:59:59 | Submitted:Submitted for Approval | Component | Basic Wall:nbl_Int_PlstrGyp-Blck140_TYPE A:268614 | Level: Lower Roof - Slab Level | n/a | n/a | Constraints | n/a | n/a
Top Extension Distance | n/a | 1900-12-31T23:59:59 | Submitted:Submitted for Approval | Component | Basic Wall:nbl_Int_PlstrGyp-Blck140_TYPE A:268614 | 0 | n/a | n/a | Constraints | n/a | n/a | n/a
Top is Attached | n/a | 1900-12-31T23:59:59 | Submitted:Submitted for Approval | Component | Basic Wall:nbl_Int_PlstrGyp-Blck140_TYPE A:268614 | n/a | n/a | n/a | Constraints | n/a | n/a | n/a
Top Offset | n/a | 1900-12-31T23:59:59 | Submitted:Submitted for Approval | Component | Basic Wall:nbl_Int_PlstrGyp-Blck140_TYPE A:268614 | -300 | n/a | n/a | Constraints | n/a | n/a | n/a
Unconnected Height | n/a | 1900-12-31T23:59:59 | Submitted:Submitted for Approval | Component | Basic Wall:nbl_Int_PlstrGyp-Blck140_TYPE A:268614 | 2900 | n/a | n/a | Constraints | n/a | n/a | n/a
Area | n/a | 1900-12-31T23:59:59 | Submitted:Submitted for Approval | Component | Basic Wall:nbl_Int_PlstrGyp-Blck140_TYPE A:268614 | 1.3923 | n/a | n/a | Dimensions | n/a | n/a | n/a
Length | n/a | 1900-12-31T23:59:59 | Submitted:Submitted for Approval | Component | Basic Wall:nbl_Int_PlstrGyp-Blck140_TYPE A:268614 | 615 | n/a | n/a | Dimensions | n/a | n/a | n/a
Volume | n/a | 1900-12-31T23:59:59 | Submitted:Submitted for Approval | Component | Basic Wall:nbl_Int_PlstrGyp-Blck140_TYPE A:268614 | 0.22131 | n/a | n/a | Dimensions | n/a | n/a | n/a
FireRating | n/a | 1900-12-31T23:59:59 | Submitted:Submitted for Approval | Component | Basic Wall:nbl_Int_PlstrGyp-Blck140_TYPE A:268614 | 120 | n/a | n/a | Fire Protection | n/a | n/a
Phase Created | n/a | 1900-12-31T23:59:59 | Submitted:Submitted for Approval | Component | Basic Wall:nbl_Int_PlstrGyp-Blck140_TYPE A:268614 | New Construction | n/a | n/a | Phasing | n/a | n/a
Enable Analytical Model | n/a | 1900-12-31T23:59:59 | Submitted:Submitted for Approval | Component | Basic Wall:nbl_Int_PlstrGyp-Blck140_TYPE A:268614 | n/a | n/a | n/a | Structural | n/a | n/a | n/a
Structural | n/a | 1900-12-31T23:59:59 | Submitted:Submitted for Approval | Component | Basic Wall:nbl_Int_PlstrGyp-Blck140_TYPE A:268614 | n/a | n/a | n/a | Structural | n/a | n/a | n/a
Structural Usage | n/a | 1900-12-31T23:59:59 | Submitted:Submitted for Approval | Component | Basic Wall:nbl_Int_PlstrGyp-Blck140_TYPE A:268614 | Non-bearing | n/a | n/a | Structural | n/a | n/a
Reference | n/a | 1900-12-31T23:59:59 | Submitted:Submitted for Approval | Component | Basic Wall:nbl_Int_PlstrGyp-Blck140_TYPE A:268614 | nbl_Int_PlstrGyp-Blck140_TYPE A | n/a | n/a | Pset_WallCommon | n/a | n/a
LoadBearing | n/a | 1900-12-31T23:59:59 | Submitted:Submitted for Approval | Component | Basic Wall:nbl_Int_PlstrGyp-Blck140_TYPE A:268614 | n/a | n/a | n/a | Pset_WallCommon | n/a | n/a | n/a
ExtendToStructure | n/a | 1900-12-31T23:59:59 | Submitted:Submitted for Approval | Component | Basic Wall:nbl_Int_PlstrGyp-Blck140_TYPE A:268614 | n/a | n/a | n/a | Pset_WallCommon | n/a | n/a | n/a
IsExternal | n/a | 1900-12-31T23:59:59 | Submitted:Submitted for Approval | Component | Basic Wall:nbl_Int_PlstrGyp-Blck140_TYPE A:268614 | n/a | n/a | n/a | Pset_WallCommon | n/a | n/a | n/a
FireRating | n/a | 1900-12-31T23:59:59 | Submitted:Submitted for Approval | Component | Basic Wall:nbl_Int_PlstrGyp-Blck140_TYPE A:268614 | 120 | n/a | n/a | Pset_WallCommon | n/a | n/a
ProductionYear | n/a | 1900-12-31T23:59:59 | Submitted:Submitted for Approval | Component | Basic Wall:nbl_Int_PlstrGyp-Blck140_TYPE A:268614 | User to populate | n/a | n/a | Pset_ManufacturerTypeInformation | n/a | n/a
Base Constraint | n/a | 1900-12-31T23:59:59 | Submitted:Submitted for Approval | Component | Basic Wall:nbl_Int_PlstrGyp-Blck140_TYPE A:268615 | Level: Ground Floor | n/a | n/a | Constraints | n/a | n/a
Base Extension Distance | n/a | 1900-12-31T23:59:59 | Submitted:Submitted for Approval | Component | Basic Wall:nbl_Int_PlstrGyp-Blck140_TYPE A:268615 | -160 | n/a | n/a | Constraints | n/a | n/a | n/a
Base is Attached | n/a | 1900-12-31T23:59:59 | Submitted:Submitted for Approval | Component | Basic Wall:nbl_Int_PlstrGyp-Blck140_TYPE A:268615 | n/a | n/a | n/a | Constraints | n/a | n/a | n/a
Base Offset | n/a | 1900-12-31T23:59:59 | Submitted:Submitted for Approval | Component | Basic Wall:nbl_Int_PlstrGyp-Blck140_TYPE A:268615 | 0 | n/a | n/a | Constraints | n/a | n/a | n/a
Location Line | n/a | 1900-12-31T23:59:59 | Submitted:Submitted for Approval | Component | Basic Wall:nbl_Int_PlstrGyp-Blck140_TYPE A:268615 | Finish Face: Exterior | n/a | n/a | Constraints | n/a | n/a
Related to Mass | n/a | 1900-12-31T23:59:59 | Submitted:Submitted for Approval | Component | Basic Wall:nbl_Int_PlstrGyp-Blck140_TYPE A:268615 | n/a | n/a | n/a | Constraints | n/a | n/a | n/a
Room Bounding | n/a | 1900-12-31T23:59:59 | Submitted:Submitted for Approval | Component | Basic Wall:nbl_Int_PlstrGyp-Blck140_TYPE A:268615 | TRUE | n/a | n/a | Constraints | n/a | n/a | n/a
Top Constraint | n/a | 1900-12-31T23:59:59 | Submitted:Submitted for Approval | Component | Basic Wall:nbl_Int_PlstrGyp-Blck140_TYPE A:268615 | Level: Lower Roof - Slab Level | n/a | n/a | Constraints | n/a | n/a
Top Extension Distance | n/a | 1900-12-31T23:59:59 | Submitted:Submitted for Approval | Component | Basic Wall:nbl_Int_PlstrGyp-Blck140_TYPE A:268615 | 0 | n/a | n/a | Constraints | n/a | n/a | n/a
Top is Attached | n/a | 1900-12-31T23:59:59 | Submitted:Submitted for Approval | Component | Basic Wall:nbl_Int_PlstrGyp-Blck140_TYPE A:268615 | n/a | n/a | n/a | Constraints | n/a | n/a | n/a
Top Offset | n/a | 1900-12-31T23:59:59 | Submitted:Submitted for Approval | Component | Basic Wall:nbl_Int_PlstrGyp-Blck140_TYPE A:268615 | -300 | n/a | n/a | Constraints | n/a | n/a | n/a
Unconnected Height | n/a | 1900-12-31T23:59:59 | Submitted:Submitted for Approval | Component | Basic Wall:nbl_Int_PlstrGyp-Blck140_TYPE A:268615 | 2900 | n/a | n/a | Constraints | n/a | n/a | n/a
Area | n/a | 1900-12-31T23:59:59 | Submitted:Submitted for Approval | Component | Basic Wall:nbl_Int_PlstrGyp-Blck140_TYPE A:268615 | 1.34 | n/a | n/a | Dimensions | n/a | n/a | n/a
Length | n/a | 1900-12-31T23:59:59 | Submitted:Submitted for Approval | Component | Basic Wall:nbl_Int_PlstrGyp-Blck140_TYPE A:268615 | 270 | n/a | n/a | Dimensions | n/a | n/a | n/a
Volume | n/a | 1900-12-31T23:59:59 | Submitted:Submitted for Approval | Component | Basic Wall:nbl_Int_PlstrGyp-Blck140_TYPE A:268615 | 0.21312 | n/a | n/a | Dimensions | n/a | n/a | n/a
FireRating | n/a | 1900-12-31T23:59:59 | Submitted:Submitted for Approval | Component | Basic Wall:nbl_Int_PlstrGyp-Blck140_TYPE A:268615 | 120 | n/a | n/a | Fire Protection | n/a | n/a
Phase Created | n/a | 1900-12-31T23:59:59 | Submitted:Submitted for Approval | Component | Basic Wall:nbl_Int_PlstrGyp-Blck140_TYPE A:268615 | New Construction | n/a | n/a | Phasing | n/a | n/a
Enable Analytical Model | n/a | 1900-12-31T23:59:59 | Submitted:Submitted for Approval | Component | Basic Wall:nbl_Int_PlstrGyp-Blck140_TYPE A:268615 | n/a | n/a | n/a | Structural | n/a | n/a | n/a
Structural | n/a | 1900-12-31T23:59:59 | Submitted:Submitted for Approval | Component | Basic Wall:nbl_Int_PlstrGyp-Blck140_TYPE A:268615 | n/a | n/a | n/a | Structural | n/a | n/a | n/a
Structural Usage | n/a | 1900-12-31T23:59:59 | Submitted:Submitted for Approval | Component | Basic Wall:nbl_Int_PlstrGyp-Blck140_TYPE A:268615 | Non-bearing | n/a | n/a | Structural | n/a | n/a
Reference | n/a | 1900-12-31T23:59:59 | Submitted:Submitted for Approval | Component | Basic Wall:nbl_Int_PlstrGyp-Blck140_TYPE A:268615 | nbl_Int_PlstrGyp-Blck140_TYPE A | n/a | n/a | Pset_WallCommon | n/a | n/a
LoadBearing | n/a | 1900-12-31T23:59:59 | Submitted:Submitted for Approval | Component | Basic Wall:nbl_Int_PlstrGyp-Blck140_TYPE A:268615 | n/a | n/a | n/a | Pset_WallCommon | n/a | n/a | n/a
ExtendToStructure | n/a | 1900-12-31T23:59:59 | Submitted:Submitted for Approval | Component | Basic Wall:nbl_Int_PlstrGyp-Blck140_TYPE A:268615 | n/a | n/a | n/a | Pset_WallCommon | n/a | n/a | n/a
IsExternal | n/a | 1900-12-31T23:59:59 | Submitted:Submitted for Approval | Component | Basic Wall:nbl_Int_PlstrGyp-Blck140_TYPE A:268615 | n/a | n/a | n/a | Pset_WallCommon | n/a | n/a | n/a
FireRating | n/a | 1900-12-31T23:59:59 | Submitted:Submitted for Approval | Component | Basic Wall:nbl_Int_PlstrGyp-Blck140_TYPE A:268615 | 120 | n/a | n/a | Pset_WallCommon | n/a | n/a
ProductionYear | n/a | 1900-12-31T23:59:59 | Submitted:Submitted for Approval | Component | Basic Wall:nbl_Int_PlstrGyp-Blck140_TYPE A:268615 | User to populate | n/a | n/a | Pset_ManufacturerTypeInformation | n/a | n/a
Base Constraint | n/a | 1900-12-31T23:59:59 | Submitted:Submitted for Approval | Component | Basic Wall:nbl_Int_PlstrGyp-Blck140_TYPE A:321816 | Level: Ground Floor | n/a | n/a | Constraints | n/a | n/a
Base Extension Distance | n/a | 1900-12-31T23:59:59 | Submitted:Submitted for Approval | Component | Basic Wall:nbl_Int_PlstrGyp-Blck140_TYPE A:321816 | -160 | n/a | n/a | Constraints | n/a | n/a | n/a
Base is Attached | n/a | 1900-12-31T23:59:59 | Submitted:Submitted for Approval | Component | Basic Wall:nbl_Int_PlstrGyp-Blck140_TYPE A:321816 | n/a | n/a | n/a | Constraints | n/a | n/a | n/a
Base Offset | n/a | 1900-12-31T23:59:59 | Submitted:Submitted for Approval | Component | Basic Wall:nbl_Int_PlstrGyp-Blck140_TYPE A:321816 | 0 | n/a | n/a | Constraints | n/a | n/a | n/a
Location Line | n/a | 1900-12-31T23:59:59 | Submitted:Submitted for Approval | Component | Basic Wall:nbl_Int_PlstrGyp-Blck140_TYPE A:321816 | Finish Face: Exterior | n/a | n/a | Constraints | n/a | n/a
Related to Mass | n/a | 1900-12-31T23:59:59 | Submitted:Submitted for Approval | Component | Basic Wall:nbl_Int_PlstrGyp-Blck140_TYPE A:321816 | n/a | n/a | n/a | Constraints | n/a | n/a | n/a
Room Bounding | n/a | 1900-12-31T23:59:59 | Submitted:Submitted for Approval | Component | Basic Wall:nbl_Int_PlstrGyp-Blck140_TYPE A:321816 | TRUE | n/a | n/a | Constraints | n/a | n/a | n/a
Top Constraint | n/a | 1900-12-31T23:59:59 | Submitted:Submitted for Approval | Component | Basic Wall:nbl_Int_PlstrGyp-Blck140_TYPE A:321816 | Level: Lower Roof - Slab Level | n/a | n/a | Constraints | n/a | n/a
Top Extension Distance | n/a | 1900-12-31T23:59:59 | Submitted:Submitted for Approval | Component | Basic Wall:nbl_Int_PlstrGyp-Blck140_TYPE A:321816 | 0 | n/a | n/a | Constraints | n/a | n/a | n/a
Top is Attached | n/a | 1900-12-31T23:59:59 | Submitted:Submitted for Approval | Component | Basic Wall:nbl_Int_PlstrGyp-Blck140_TYPE A:321816 | n/a | n/a | n/a | Constraints | n/a | n/a | n/a
Top Offset | n/a | 1900-12-31T23:59:59 | Submitted:Submitted for Approval | Component | Basic Wall:nbl_Int_PlstrGyp-Blck140_TYPE A:321816 | -300 | n/a | n/a | Constraints | n/a | n/a | n/a
Unconnected Height | n/a | 1900-12-31T23:59:59 | Submitted:Submitted for Approval | Component | Basic Wall:nbl_Int_PlstrGyp-Blck140_TYPE A:321816 | 2900 | n/a | n/a | Constraints | n/a | n/a | n/a
Area | n/a | 1900-12-31T23:59:59 | Submitted:Submitted for Approval | Component | Basic Wall:nbl_Int_PlstrGyp-Blck140_TYPE A:321816 | 1.3923 | n/a | n/a | Dimensions | n/a | n/a | n/a
Length | n/a | 1900-12-31T23:59:59 | Submitted:Submitted for Approval | Component | Basic Wall:nbl_Int_PlstrGyp-Blck140_TYPE A:321816 | 615 | n/a | n/a | Dimensions | n/a | n/a | n/a
Volume | n/a | 1900-12-31T23:59:59 | Submitted:Submitted for Approval | Component | Basic Wall:nbl_Int_PlstrGyp-Blck140_TYPE A:321816 | 0.22131 | n/a | n/a | Dimensions | n/a | n/a | n/a
FireRating | n/a | 1900-12-31T23:59:59 | Submitted:Submitted for Approval | Component | Basic Wall:nbl_Int_PlstrGyp-Blck140_TYPE A:321816 | 120 | n/a | n/a | Fire Protection | n/a | n/a
Phase Created | n/a | 1900-12-31T23:59:59 | Submitted:Submitted for Approval | Component | Basic Wall:nbl_Int_PlstrGyp-Blck140_TYPE A:321816 | New Construction | n/a | n/a | Phasing | n/a | n/a
Enable Analytical Model | n/a | 1900-12-31T23:59:59 | Submitted:Submitted for Approval | Component | Basic Wall:nbl_Int_PlstrGyp-Blck140_TYPE A:321816 | n/a | n/a | n/a | Structural | n/a | n/a | n/a
Structural | n/a | 1900-12-31T23:59:59 | Submitted:Submitted for Approval | Component | Basic Wall:nbl_Int_PlstrGyp-Blck140_TYPE A:321816 | n/a | n/a | n/a | Structural | n/a | n/a | n/a
Structural Usage | n/a | 1900-12-31T23:59:59 | Submitted:Submitted for Approval | Component | Basic Wall:nbl_Int_PlstrGyp-Blck140_TYPE A:321816 | Non-bearing | n/a | n/a | Structural | n/a | n/a
Reference | n/a | 1900-12-31T23:59:59 | Submitted:Submitted for Approval | Component | Basic Wall:nbl_Int_PlstrGyp-Blck140_TYPE A:321816 | nbl_Int_PlstrGyp-Blck140_TYPE A | n/a | n/a | Pset_WallCommon | n/a | n/a
LoadBearing | n/a | 1900-12-31T23:59:59 | Submitted:Submitted for Approval | Component | Basic Wall:nbl_Int_PlstrGyp-Blck140_TYPE A:321816 | n/a | n/a | n/a | Pset_WallCommon | n/a | n/a | n/a
ExtendToStructure | n/a | 1900-12-31T23:59:59 | Submitted:Submitted for Approval | Component | Basic Wall:nbl_Int_PlstrGyp-Blck140_TYPE A:321816 | n/a | n/a | n/a | Pset_WallCommon | n/a | n/a | n/a
IsExternal | n/a | 1900-12-31T23:59:59 | Submitted:Submitted for Approval | Component | Basic Wall:nbl_Int_PlstrGyp-Blck140_TYPE A:321816 | n/a | n/a | n/a | Pset_WallCommon | n/a | n/a | n/a
FireRating | n/a | 1900-12-31T23:59:59 | Submitted:Submitted for Approval | Component | Basic Wall:nbl_Int_PlstrGyp-Blck140_TYPE A:321816 | 120 | n/a | n/a | Pset_WallCommon | n/a | n/a
ProductionYear | n/a | 1900-12-31T23:59:59 | Submitted:Submitted for Approval | Component | Basic Wall:nbl_Int_PlstrGyp-Blck140_TYPE A:321816 | User to populate | n/a | n/a | Pset_ManufacturerTypeInformation | n/a | n/a
Base Constraint | n/a | 1900-12-31T23:59:59 | Submitted:Submitted for Approval | Component | Basic Wall:nbl_Int_PlstrGyp-Blck140_TYPE A:321817 | Level: Ground Floor | n/a | n/a | Constraints | n/a | n/a
Base Extension Distance | n/a | 1900-12-31T23:59:59 | Submitted:Submitted for Approval | Component | Basic Wall:nbl_Int_PlstrGyp-Blck140_TYPE A:321817 | -160 | n/a | n/a | Constraints | n/a | n/a | n/a
Base is Attached | n/a | 1900-12-31T23:59:59 | Submitted:Submitted for Approval | Component | Basic Wall:nbl_Int_PlstrGyp-Blck140_TYPE A:321817 | n/a | n/a | n/a | Constraints | n/a | n/a | n/a
Base Offset | n/a | 1900-12-31T23:59:59 | Submitted:Submitted for Approval | Component | Basic Wall:nbl_Int_PlstrGyp-Blck140_TYPE A:321817 | 0 | n/a | n/a | Constraints | n/a | n/a | n/a
Location Line | n/a | 1900-12-31T23:59:59 | Submitted:Submitted for Approval | Component | Basic Wall:nbl_Int_PlstrGyp-Blck140_TYPE A:321817 | Finish Face: Exterior | n/a | n/a | Constraints | n/a | n/a
Related to Mass | n/a | 1900-12-31T23:59:59 | Submitted:Submitted for Approval | Component | Basic Wall:nbl_Int_PlstrGyp-Blck140_TYPE A:321817 | n/a | n/a | n/a | Constraints | n/a | n/a | n/a
Room Bounding | n/a | 1900-12-31T23:59:59 | Submitted:Submitted for Approval | Component | Basic Wall:nbl_Int_PlstrGyp-Blck140_TYPE A:321817 | TRUE | n/a | n/a | Constraints | n/a | n/a | n/a
Top Constraint | n/a | 1900-12-31T23:59:59 | Submitted:Submitted for Approval | Component | Basic Wall:nbl_Int_PlstrGyp-Blck140_TYPE A:321817 | Level: Lower Roof - Slab Level | n/a | n/a | Constraints | n/a | n/a
Top Extension Distance | n/a | 1900-12-31T23:59:59 | Submitted:Submitted for Approval | Component | Basic Wall:nbl_Int_PlstrGyp-Blck140_TYPE A:321817 | 0 | n/a | n/a | Constraints | n/a | n/a | n/a
Top is Attached | n/a | 1900-12-31T23:59:59 | Submitted:Submitted for Approval | Component | Basic Wall:nbl_Int_PlstrGyp-Blck140_TYPE A:321817 | n/a | n/a | n/a | Constraints | n/a | n/a | n/a
Top Offset | n/a | 1900-12-31T23:59:59 | Submitted:Submitted for Approval | Component | Basic Wall:nbl_Int_PlstrGyp-Blck140_TYPE A:321817 | -300 | n/a | n/a | Constraints | n/a | n/a | n/a
Unconnected Height | n/a | 1900-12-31T23:59:59 | Submitted:Submitted for Approval | Component | Basic Wall:nbl_Int_PlstrGyp-Blck140_TYPE A:321817 | 2900 | n/a | n/a | Constraints | n/a | n/a | n/a
Area | n/a | 1900-12-31T23:59:59 | Submitted:Submitted for Approval | Component | Basic Wall:nbl_Int_PlstrGyp-Blck140_TYPE A:321817 | 1.34 | n/a | n/a | Dimensions | n/a | n/a | n/a
Length | n/a | 1900-12-31T23:59:59 | Submitted:Submitted for Approval | Component | Basic Wall:nbl_Int_PlstrGyp-Blck140_TYPE A:321817 | 270 | n/a | n/a | Dimensions | n/a | n/a | n/a
Volume | n/a | 1900-12-31T23:59:59 | Submitted:Submitted for Approval | Component | Basic Wall:nbl_Int_PlstrGyp-Blck140_TYPE A:321817 | 0.21312 | n/a | n/a | Dimensions | n/a | n/a | n/a
FireRating | n/a | 1900-12-31T23:59:59 | Submitted:Submitted for Approval | Component | Basic Wall:nbl_Int_PlstrGyp-Blck140_TYPE A:321817 | 120 | n/a | n/a | Fire Protection | n/a | n/a
Phase Created | n/a | 1900-12-31T23:59:59 | Submitted:Submitted for Approval | Component | Basic Wall:nbl_Int_PlstrGyp-Blck140_TYPE A:321817 | New Construction | n/a | n/a | Phasing | n/a | n/a
Enable Analytical Model | n/a | 1900-12-31T23:59:59 | Submitted:Submitted for Approval | Component | Basic Wall:nbl_Int_PlstrGyp-Blck140_TYPE A:321817 | n/a | n/a | n/a | Structural | n/a | n/a | n/a
Structural | n/a | 1900-12-31T23:59:59 | Submitted:Submitted for Approval | Component | Basic Wall:nbl_Int_PlstrGyp-Blck140_TYPE A:321817 | n/a | n/a | n/a | Structural | n/a | n/a | n/a
Structural Usage | n/a | 1900-12-31T23:59:59 | Submitted:Submitted for Approval | Component | Basic Wall:nbl_Int_PlstrGyp-Blck140_TYPE A:321817 | Non-bearing | n/a | n/a | Structural | n/a | n/a
Reference | n/a | 1900-12-31T23:59:59 | Submitted:Submitted for Approval | Component | Basic Wall:nbl_Int_PlstrGyp-Blck140_TYPE A:321817 | nbl_Int_PlstrGyp-Blck140_TYPE A | n/a | n/a | Pset_WallCommon | n/a | n/a
LoadBearing | n/a | 1900-12-31T23:59:59 | Submitted:Submitted for Approval | Component | Basic Wall:nbl_Int_PlstrGyp-Blck140_TYPE A:321817 | n/a | n/a | n/a | Pset_WallCommon | n/a | n/a | n/a
ExtendToStructure | n/a | 1900-12-31T23:59:59 | Submitted:Submitted for Approval | Component | Basic Wall:nbl_Int_PlstrGyp-Blck140_TYPE A:321817 | n/a | n/a | n/a | Pset_WallCommon | n/a | n/a | n/a
IsExternal | n/a | 1900-12-31T23:59:59 | Submitted:Submitted for Approval | Component | Basic Wall:nbl_Int_PlstrGyp-Blck140_TYPE A:321817 | n/a | n/a | n/a | Pset_WallCommon | n/a | n/a | n/a
FireRating | n/a | 1900-12-31T23:59:59 | Submitted:Submitted for Approval | Component | Basic Wall:nbl_Int_PlstrGyp-Blck140_TYPE A:321817 | 120 | n/a | n/a | Pset_WallCommon | n/a | n/a
ProductionYear | n/a | 1900-12-31T23:59:59 | Submitted:Submitted for Approval | Component | Basic Wall:nbl_Int_PlstrGyp-Blck140_TYPE A:321817 | User to populate | n/a | n/a | Pset_ManufacturerTypeInformation | n/a | n/a
Base Constraint | n/a | 1900-12-31T23:59:59 | Submitted:Submitted for Approval | Component | Basic Wall:nbl_Int_PlstrGyp-Blck140_TYPE A:489806 | Level: Ground Floor | n/a | n/a | Constraints | n/a | n/a
Base Extension Distance | n/a | 1900-12-31T23:59:59 | Submitted:Submitted for Approval | Component | Basic Wall:nbl_Int_PlstrGyp-Blck140_TYPE A:489806 | -160 | n/a | n/a | Constraints | n/a | n/a | n/a
Base is Attached | n/a | 1900-12-31T23:59:59 | Submitted:Submitted for Approval | Component | Basic Wall:nbl_Int_PlstrGyp-Blck140_TYPE A:489806 | n/a | n/a | n/a | Constraints | n/a | n/a | n/a
Base Offset | n/a | 1900-12-31T23:59:59 | Submitted:Submitted for Approval | Component | Basic Wall:nbl_Int_PlstrGyp-Blck140_TYPE A:489806 | 0 | n/a | n/a | Constraints | n/a | n/a | n/a
Location Line | n/a | 1900-12-31T23:59:59 | Submitted:Submitted for Approval | Component | Basic Wall:nbl_Int_PlstrGyp-Blck140_TYPE A:489806 | Finish Face: Exterior | n/a | n/a | Constraints | n/a | n/a
Related to Mass | n/a | 1900-12-31T23:59:59 | Submitted:Submitted for Approval | Component | Basic Wall:nbl_Int_PlstrGyp-Blck140_TYPE A:489806 | n/a | n/a | n/a | Constraints | n/a | n/a | n/a
Room Bounding | n/a | 1900-12-31T23:59:59 | Submitted:Submitted for Approval | Component | Basic Wall:nbl_Int_PlstrGyp-Blck140_TYPE A:489806 | TRUE | n/a | n/a | Constraints | n/a | n/a | n/a
Top Constraint | n/a | 1900-12-31T23:59:59 | Submitted:Submitted for Approval | Component | Basic Wall:nbl_Int_PlstrGyp-Blck140_TYPE A:489806 | Level: Lower Roof - Slab Level | n/a | n/a | Constraints | n/a | n/a
Top Extension Distance | n/a | 1900-12-31T23:59:59 | Submitted:Submitted for Approval | Component | Basic Wall:nbl_Int_PlstrGyp-Blck140_TYPE A:489806 | 0 | n/a | n/a | Constraints | n/a | n/a | n/a
Top is Attached | n/a | 1900-12-31T23:59:59 | Submitted:Submitted for Approval | Component | Basic Wall:nbl_Int_PlstrGyp-Blck140_TYPE A:489806 | n/a | n/a | n/a | Constraints | n/a | n/a | n/a
Top Offset | n/a | 1900-12-31T23:59:59 | Submitted:Submitted for Approval | Component | Basic Wall:nbl_Int_PlstrGyp-Blck140_TYPE A:489806 | -300 | n/a | n/a | Constraints | n/a | n/a | n/a
Unconnected Height | n/a | 1900-12-31T23:59:59 | Submitted:Submitted for Approval | Component | Basic Wall:nbl_Int_PlstrGyp-Blck140_TYPE A:489806 | 2900 | n/a | n/a | Constraints | n/a | n/a | n/a
Area | n/a | 1900-12-31T23:59:59 | Submitted:Submitted for Approval | Component | Basic Wall:nbl_Int_PlstrGyp-Blck140_TYPE A:489806 | 1.377 | n/a | n/a | Dimensions | n/a | n/a | n/a
Length | n/a | 1900-12-31T23:59:59 | Submitted:Submitted for Approval | Component | Basic Wall:nbl_Int_PlstrGyp-Blck140_TYPE A:489806 | 450 | n/a | n/a | Dimensions | n/a | n/a | n/a
Volume | n/a | 1900-12-31T23:59:59 | Submitted:Submitted for Approval | Component | Basic Wall:nbl_Int_PlstrGyp-Blck140_TYPE A:489806 | 0.21888 | n/a | n/a | Dimensions | n/a | n/a | n/a
FireRating | n/a | 1900-12-31T23:59:59 | Submitted:Submitted for Approval | Component | Basic Wall:nbl_Int_PlstrGyp-Blck140_TYPE A:489806 |  | n/a | n/a | Fire Protection | n/a | n/a
Phase Created | n/a | 1900-12-31T23:59:59 | Submitted:Submitted for Approval | Component | Basic Wall:nbl_Int_PlstrGyp-Blck140_TYPE A:489806 | New Construction | n/a | n/a | Phasing | n/a | n/a
Enable Analytical Model | n/a | 1900-12-31T23:59:59 | Submitted:Submitted for Approval | Component | Basic Wall:nbl_Int_PlstrGyp-Blck140_TYPE A:489806 | n/a | n/a | n/a | Structural | n/a | n/a | n/a
Structural | n/a | 1900-12-31T23:59:59 | Submitted:Submitted for Approval | Component | Basic Wall:nbl_Int_PlstrGyp-Blck140_TYPE A:489806 | n/a | n/a | n/a | Structural | n/a | n/a | n/a
Structural Usage | n/a | 1900-12-31T23:59:59 | Submitted:Submitted for Approval | Component | Basic Wall:nbl_Int_PlstrGyp-Blck140_TYPE A:489806 | Non-bearing | n/a | n/a | Structural | n/a | n/a
Reference | n/a | 1900-12-31T23:59:59 | Submitted:Submitted for Approval | Component | Basic Wall:nbl_Int_PlstrGyp-Blck140_TYPE A:489806 | nbl_Int_PlstrGyp-Blck140_TYPE A | n/a | n/a | Pset_WallCommon | n/a | n/a
LoadBearing | n/a | 1900-12-31T23:59:59 | Submitted:Submitted for Approval | Component | Basic Wall:nbl_Int_PlstrGyp-Blck140_TYPE A:489806 | n/a | n/a | n/a | Pset_WallCommon | n/a | n/a | n/a
ExtendToStructure | n/a | 1900-12-31T23:59:59 | Submitted:Submitted for Approval | Component | Basic Wall:nbl_Int_PlstrGyp-Blck140_TYPE A:489806 | n/a | n/a | n/a | Pset_WallCommon | n/a | n/a | n/a
IsExternal | n/a | 1900-12-31T23:59:59 | Submitted:Submitted for Approval | Component | Basic Wall:nbl_Int_PlstrGyp-Blck140_TYPE A:489806 | n/a | n/a | n/a | Pset_WallCommon | n/a | n/a | n/a
FireRating | n/a | 1900-12-31T23:59:59 | Submitted:Submitted for Approval | Component | Basic Wall:nbl_Int_PlstrGyp-Blck140_TYPE A:489806 |  | n/a | n/a | Pset_WallCommon | n/a | n/a
ProductionYear | n/a | 1900-12-31T23:59:59 | Submitted:Submitted for Approval | Component | Basic Wall:nbl_Int_PlstrGyp-Blck140_TYPE A:489806 | User to populate | n/a | n/a | Pset_ManufacturerTypeInformation | n/a | n/a
countertop depth | n/a | 1900-12-31T23:59:59 | Submitted:Submitted for Approval | Type | HOK-PLF_Countertop | 400 | n/a | n/a | Dimensions | n/a | n/a | n/a
countertop height | n/a | 1900-12-31T23:59:59 | Submitted:Submitted for Approval | Type | HOK-PLF_Countertop | 850 | n/a | n/a | Dimensions | n/a | n/a | n/a
Assembly Code | n/a | 1900-12-31T23:59:59 | Submitted:Submitted for Approval | Type | HOK-PLF_Countertop |  | n/a | n/a | Identity Data | n/a | n/a
Assembly Description | n/a | 1900-12-31T23:59:59 | Submitted:Submitted for Approval | Type | HOK-PLF_Countertop |  | n/a | n/a | Identity Data | n/a | n/a
OmniClass Number | n/a | 1900-12-31T23:59:59 | Submitted:Submitted for Approval | Type | HOK-PLF_Countertop | 23.45.00.00 | n/a | n/a | Identity Data | n/a | n/a
OmniClass Title | n/a | 1900-12-31T23:59:59 | Submitted:Submitted for Approval | Type | HOK-PLF_Countertop | Sanitary, Laundry, and Cleaning Equipment | n/a | n/a | Identity Data | n/a | n/a
Reference | n/a | 1900-12-31T23:59:59 | Submitted:Submitted for Approval | Component | HOK-PLF_Countertop:HOK-PLF_Countertop:270534 | HOK-PLF_Countertop | n/a | n/a | Pset_BuildingElementProxyCommon | n/a | n/a
Host | n/a | 1900-12-31T23:59:59 | Submitted:Submitted for Approval | Component | HOK-PLF_Countertop:HOK-PLF_Countertop:270534 | Floor : nbl_Fin_CerTls-CemAdh-PolyethFilmSht | n/a | n/a | Constraints | n/a | n/a
Level | n/a | 1900-12-31T23:59:59 | Submitted:Submitted for Approval | Component | HOK-PLF_Countertop:HOK-PLF_Countertop:270534 | Level: Ground Floor | n/a | n/a | Constraints | n/a | n/a
Moves With Nearby Elements | n/a | 1900-12-31T23:59:59 | Submitted:Submitted for Approval | Component | HOK-PLF_Countertop:HOK-PLF_Countertop:270534 | n/a | n/a | n/a | Constraints | n/a | n/a | n/a
Offset | n/a | 1900-12-31T23:59:59 | Submitted:Submitted for Approval | Component | HOK-PLF_Countertop:HOK-PLF_Countertop:270534 | 0 | n/a | n/a | Constraints | n/a | n/a | n/a
counter depth | n/a | 1900-12-31T23:59:59 | Submitted:Submitted for Approval | Component | HOK-PLF_Countertop:HOK-PLF_Countertop:270534 | 460 | n/a | n/a | Dimensions | n/a | n/a | n/a
counter length | n/a | 1900-12-31T23:59:59 | Submitted:Submitted for Approval | Component | HOK-PLF_Countertop:HOK-PLF_Countertop:270534 | 2190 | n/a | n/a | Dimensions | n/a | n/a | n/a
Volume | n/a | 1900-12-31T23:59:59 | Submitted:Submitted for Approval | Component | HOK-PLF_Countertop:HOK-PLF_Countertop:270534 | 0.036231 | n/a | n/a | Dimensions | n/a | n/a | n/a
Mark | n/a | 1900-12-31T23:59:59 | Submitted:Submitted for Approval | Component | HOK-PLF_Countertop:HOK-PLF_Countertop:270534 | 41 | n/a | n/a | Identity Data | n/a | n/a
Phase Created | n/a | 1900-12-31T23:59:59 | Submitted:Submitted for Approval | Component | HOK-PLF_Countertop:HOK-PLF_Countertop:270534 | New Construction | n/a | n/a | Phasing | n/a | n/a
countertop depth | n/a | 1900-12-31T23:59:59 | Submitted:Submitted for Approval | Type | HOK-PLF_Countertop | 400 | n/a | n/a | Dimensions | n/a | n/a | n/a
countertop height | n/a | 1900-12-31T23:59:59 | Submitted:Submitted for Approval | Type | HOK-PLF_Countertop | 850 | n/a | n/a | Dimensions | n/a | n/a | n/a
Assembly Code | n/a | 1900-12-31T23:59:59 | Submitted:Submitted for Approval | Type | HOK-PLF_Countertop |  | n/a | n/a | Identity Data | n/a | n/a
Assembly Description | n/a | 1900-12-31T23:59:59 | Submitted:Submitted for Approval | Type | HOK-PLF_Countertop |  | n/a | n/a | Identity Data | n/a | n/a
OmniClass Number | n/a | 1900-12-31T23:59:59 | Submitted:Submitted for Approval | Type | HOK-PLF_Countertop | 23.45.00.00 | n/a | n/a | Identity Data | n/a | n/a
OmniClass Title | n/a | 1900-12-31T23:59:59 | Submitted:Submitted for Approval | Type | HOK-PLF_Countertop | Sanitary, Laundry, and Cleaning Equipment | n/a | n/a | Identity Data | n/a | n/a
Reference | n/a | 1900-12-31T23:59:59 | Submitted:Submitted for Approval | Component | HOK-PLF_Countertop:HOK-PLF_Countertop:271951 | HOK-PLF_Countertop | n/a | n/a | Pset_BuildingElementProxyCommon | n/a | n/a
Host | n/a | 1900-12-31T23:59:59 | Submitted:Submitted for Approval | Component | HOK-PLF_Countertop:HOK-PLF_Countertop:271951 | Floor : nbl_Fin_TmbrLamBrds-AccPlstrbrdLyr-FlrgGradePolyst-ScrdCemLev | n/a | n/a | Constraints | n/a | n/a
Level | n/a | 1900-12-31T23:59:59 | Submitted:Submitted for Approval | Component | HOK-PLF_Countertop:HOK-PLF_Countertop:271951 | Level: Ground Floor | n/a | n/a | Constraints | n/a | n/a
Moves With Nearby Elements | n/a | 1900-12-31T23:59:59 | Submitted:Submitted for Approval | Component | HOK-PLF_Countertop:HOK-PLF_Countertop:271951 | n/a | n/a | n/a | Constraints | n/a | n/a | n/a
Offset | n/a | 1900-12-31T23:59:59 | Submitted:Submitted for Approval | Component | HOK-PLF_Countertop:HOK-PLF_Countertop:271951 | 0 | n/a | n/a | Constraints | n/a | n/a | n/a
counter depth | n/a | 1900-12-31T23:59:59 | Submitted:Submitted for Approval | Component | HOK-PLF_Countertop:HOK-PLF_Countertop:271951 | 380 | n/a | n/a | Dimensions | n/a | n/a | n/a
counter length | n/a | 1900-12-31T23:59:59 | Submitted:Submitted for Approval | Component | HOK-PLF_Countertop:HOK-PLF_Countertop:271951 | 3240 | n/a | n/a | Dimensions | n/a | n/a | n/a
Volume | n/a | 1900-12-31T23:59:59 | Submitted:Submitted for Approval | Component | HOK-PLF_Countertop:HOK-PLF_Countertop:271951 | 0.051048 | n/a | n/a | Dimensions | n/a | n/a | n/a
Mark | n/a | 1900-12-31T23:59:59 | Submitted:Submitted for Approval | Component | HOK-PLF_Countertop:HOK-PLF_Countertop:271951 | 45 | n/a | n/a | Identity Data | n/a | n/a
Phase Created | n/a | 1900-12-31T23:59:59 | Submitted:Submitted for Approval | Component | HOK-PLF_Countertop:HOK-PLF_Countertop:271951 | New Construction | n/a | n/a | Phasing | n/a | n/a
b | n/a | 1900-12-31T23:59:59 | Submitted:Submitted for Approval | Type | 200 X 200 | 200 | n/a | n/a | Dimensions | n/a | n/a | n/a
d | n/a | 1900-12-31T23:59:59 | Submitted:Submitted for Approval | Type | 200 X 200 | 200 | n/a | n/a | Dimensions | n/a | n/a | n/a
Assembly Code | n/a | 1900-12-31T23:59:59 | Submitted:Submitted for Approval | Type | 200 X 200 |  | n/a | n/a | Identity Data | n/a | n/a
Assembly Description | n/a | 1900-12-31T23:59:59 | Submitted:Submitted for Approval | Type | 200 X 200 |  | n/a | n/a | Identity Data | n/a | n/a
Keynote | n/a | 1900-12-31T23:59:59 | Submitted:Submitted for Approval | Type | 200 X 200 | G20 | n/a | n/a | Identity Data | n/a | n/a
OmniClass Number | n/a | 1900-12-31T23:59:59 | Submitted:Submitted for Approval | Type | 200 X 200 |  | n/a | n/a | Identity Data | n/a | n/a
OmniClass Title | n/a | 1900-12-31T23:59:59 | Submitted:Submitted for Approval | Type | 200 X 200 |  | n/a | n/a | Identity Data | n/a | n/a
A | n/a | 1900-12-31T23:59:59 | Submitted:Submitted for Approval | Type | 200 X 200 | 0.01952 | n/a | n/a | Structural | n/a | n/a | n/a
Reference | n/a | 1900-12-31T23:59:59 | Submitted:Submitted for Approval | Component | Timber:200 X 200:282566 | 200 X 200 | n/a | n/a | Pset_ColumnCommon | n/a | n/a
LoadBearing | n/a | 1900-12-31T23:59:59 | Submitted:Submitted for Approval | Component | Timber:200 X 200:282566 | TRUE | n/a | n/a | Pset_ColumnCommon | n/a | n/a | n/a
IsExternal | n/a | 1900-12-31T23:59:59 | Submitted:Submitted for Approval | Component | Timber:200 X 200:282566 | n/a | n/a | n/a | Pset_ColumnCommon | n/a | n/a | n/a
Base Level | n/a | 1900-12-31T23:59:59 | Submitted:Submitted for Approval | Component | Timber:200 X 200:282566 | Level: Ground Floor | n/a | n/a | Constraints | n/a | n/a
Base Offset | n/a | 1900-12-31T23:59:59 | Submitted:Submitted for Approval | Component | Timber:200 X 200:282566 | 0 | n/a | n/a | Constraints | n/a | n/a | n/a
Column Location Mark | n/a | 1900-12-31T23:59:59 | Submitted:Submitted for Approval | Component | Timber:200 X 200:282566 | C-2 | n/a | n/a | Constraints | n/a | n/a
Column Style | n/a | 1900-12-31T23:59:59 | Submitted:Submitted for Approval | Component | Timber:200 X 200:282566 | Vertical | n/a | n/a | Constraints | n/a | n/a
Moves With Grids | n/a | 1900-12-31T23:59:59 | Submitted:Submitted for Approval | Component | Timber:200 X 200:282566 | TRUE | n/a | n/a | Constraints | n/a | n/a | n/a
Top Level | n/a | 1900-12-31T23:59:59 | Submitted:Submitted for Approval | Component | Timber:200 X 200:282566 | Level: Roof Over Main Beams | n/a | n/a | Constraints | n/a | n/a
Top Offset | n/a | 1900-12-31T23:59:59 | Submitted:Submitted for Approval | Component | Timber:200 X 200:282566 | 0 | n/a | n/a | Constraints | n/a | n/a | n/a
Volume | n/a | 1900-12-31T23:59:59 | Submitted:Submitted for Approval | Component | Timber:200 X 200:282566 | 0.16 | n/a | n/a | Dimensions | n/a | n/a | n/a
Structural Material | n/a | 1900-12-31T23:59:59 | Submitted:Submitted for Approval | Component | Timber:200 X 200:282566 | Wood - Dimensional Lumber | n/a | n/a | Materials and Finishes | n/a | n/a
Phase Created | n/a | 1900-12-31T23:59:59 | Submitted:Submitted for Approval | Component | Timber:200 X 200:282566 | New Construction | n/a | n/a | Phasing | n/a | n/a
Enable Analytical Model | n/a | 1900-12-31T23:59:59 | Submitted:Submitted for Approval | Component | Timber:200 X 200:282566 | TRUE | n/a | n/a | Structural | n/a | n/a | n/a
Reference | n/a | 1900-12-31T23:59:59 | Submitted:Submitted for Approval | Component | Timber:200 X 200:282677 | 200 X 200 | n/a | n/a | Pset_ColumnCommon | n/a | n/a
LoadBearing | n/a | 1900-12-31T23:59:59 | Submitted:Submitted for Approval | Component | Timber:200 X 200:282677 | TRUE | n/a | n/a | Pset_ColumnCommon | n/a | n/a | n/a
IsExternal | n/a | 1900-12-31T23:59:59 | Submitted:Submitted for Approval | Component | Timber:200 X 200:282677 | n/a | n/a | n/a | Pset_ColumnCommon | n/a | n/a | n/a
Base Level | n/a | 1900-12-31T23:59:59 | Submitted:Submitted for Approval | Component | Timber:200 X 200:282677 | Level: Ground Floor | n/a | n/a | Constraints | n/a | n/a
Base Offset | n/a | 1900-12-31T23:59:59 | Submitted:Submitted for Approval | Component | Timber:200 X 200:282677 | 0 | n/a | n/a | Constraints | n/a | n/a | n/a
Column Location Mark | n/a | 1900-12-31T23:59:59 | Submitted:Submitted for Approval | Component | Timber:200 X 200:282677 | C-3 | n/a | n/a | Constraints | n/a | n/a
Column Style | n/a | 1900-12-31T23:59:59 | Submitted:Submitted for Approval | Component | Timber:200 X 200:282677 | Vertical | n/a | n/a | Constraints | n/a | n/a
Moves With Grids | n/a | 1900-12-31T23:59:59 | Submitted:Submitted for Approval | Component | Timber:200 X 200:282677 | TRUE | n/a | n/a | Constraints | n/a | n/a | n/a
Top Level | n/a | 1900-12-31T23:59:59 | Submitted:Submitted for Approval | Component | Timber:200 X 200:282677 | Level: Roof Over Main Beams | n/a | n/a | Constraints | n/a | n/a
Top Offset | n/a | 1900-12-31T23:59:59 | Submitted:Submitted for Approval | Component | Timber:200 X 200:282677 | 0 | n/a | n/a | Constraints | n/a | n/a | n/a
Volume | n/a | 1900-12-31T23:59:59 | Submitted:Submitted for Approval | Component | Timber:200 X 200:282677 | 0.16 | n/a | n/a | Dimensions | n/a | n/a | n/a
Structural Material | n/a | 1900-12-31T23:59:59 | Submitted:Submitted for Approval | Component | Timber:200 X 200:282677 | Wood - Dimensional Lumber | n/a | n/a | Materials and Finishes | n/a | n/a
Phase Created | n/a | 1900-12-31T23:59:59 | Submitted:Submitted for Approval | Component | Timber:200 X 200:282677 | New Construction | n/a | n/a | Phasing | n/a | n/a
Enable Analytical Model | n/a | 1900-12-31T23:59:59 | Submitted:Submitted for Approval | Component | Timber:200 X 200:282677 | TRUE | n/a | n/a | Structural | n/a | n/a | n/a
b | n/a | 1900-12-31T23:59:59 | Submitted:Submitted for Approval | Type | 150 X 400 | 150 | n/a | n/a | Dimensions | n/a | n/a | n/a
d | n/a | 1900-12-31T23:59:59 | Submitted:Submitted for Approval | Type | 150 X 400 | 400 | n/a | n/a | Dimensions | n/a | n/a | n/a
Assembly Code | n/a | 1900-12-31T23:59:59 | Submitted:Submitted for Approval | Type | 150 X 400 |  | n/a | n/a | Identity Data | n/a | n/a
Assembly Description | n/a | 1900-12-31T23:59:59 | Submitted:Submitted for Approval | Type | 150 X 400 |  | n/a | n/a | Identity Data | n/a | n/a
Keynote | n/a | 1900-12-31T23:59:59 | Submitted:Submitted for Approval | Type | 150 X 400 | G20 | n/a | n/a | Identity Data | n/a | n/a
OmniClass Number | n/a | 1900-12-31T23:59:59 | Submitted:Submitted for Approval | Type | 150 X 400 |  | n/a | n/a | Identity Data | n/a | n/a
OmniClass Title | n/a | 1900-12-31T23:59:59 | Submitted:Submitted for Approval | Type | 150 X 400 |  | n/a | n/a | Identity Data | n/a | n/a
A | n/a | 1900-12-31T23:59:59 | Submitted:Submitted for Approval | Type | 150 X 400 | 0.01952 | n/a | n/a | Structural | n/a | n/a | n/a
Reference | n/a | 1900-12-31T23:59:59 | Submitted:Submitted for Approval | Component | Timber:150 X 400:282751 | 150 X 400 | n/a | n/a | Pset_ColumnCommon | n/a | n/a
LoadBearing | n/a | 1900-12-31T23:59:59 | Submitted:Submitted for Approval | Component | Timber:150 X 400:282751 | TRUE | n/a | n/a | Pset_ColumnCommon | n/a | n/a | n/a
IsExternal | n/a | 1900-12-31T23:59:59 | Submitted:Submitted for Approval | Component | Timber:150 X 400:282751 | n/a | n/a | n/a | Pset_ColumnCommon | n/a | n/a | n/a
Base Level | n/a | 1900-12-31T23:59:59 | Submitted:Submitted for Approval | Component | Timber:150 X 400:282751 | Level: DECK BEAMS | n/a | n/a | Constraints | n/a | n/a
Base Offset | n/a | 1900-12-31T23:59:59 | Submitted:Submitted for Approval | Component | Timber:150 X 400:282751 | 0 | n/a | n/a | Constraints | n/a | n/a | n/a
Column Location Mark | n/a | 1900-12-31T23:59:59 | Submitted:Submitted for Approval | Component | Timber:150 X 400:282751 | C-5 | n/a | n/a | Constraints | n/a | n/a
Column Style | n/a | 1900-12-31T23:59:59 | Submitted:Submitted for Approval | Component | Timber:150 X 400:282751 | Vertical | n/a | n/a | Constraints | n/a | n/a
Moves With Grids | n/a | 1900-12-31T23:59:59 | Submitted:Submitted for Approval | Component | Timber:150 X 400:282751 | TRUE | n/a | n/a | Constraints | n/a | n/a | n/a
Top Level | n/a | 1900-12-31T23:59:59 | Submitted:Submitted for Approval | Component | Timber:150 X 400:282751 | Level: Lower Roof - Slab Level | n/a | n/a | Constraints | n/a | n/a
Top Offset | n/a | 1900-12-31T23:59:59 | Submitted:Submitted for Approval | Component | Timber:150 X 400:282751 | 290 | n/a | n/a | Constraints | n/a | n/a | n/a
Volume | n/a | 1900-12-31T23:59:59 | Submitted:Submitted for Approval | Component | Timber:150 X 400:282751 | 0.2187 | n/a | n/a | Dimensions | n/a | n/a | n/a
Structural Material | n/a | 1900-12-31T23:59:59 | Submitted:Submitted for Approval | Component | Timber:150 X 400:282751 | Wood - Dimensional Lumber | n/a | n/a | Materials and Finishes | n/a | n/a
Phase Created | n/a | 1900-12-31T23:59:59 | Submitted:Submitted for Approval | Component | Timber:150 X 400:282751 | New Construction | n/a | n/a | Phasing | n/a | n/a
Enable Analytical Model | n/a | 1900-12-31T23:59:59 | Submitted:Submitted for Approval | Component | Timber:150 X 400:282751 | TRUE | n/a | n/a | Structural | n/a | n/a | n/a
Reference | n/a | 1900-12-31T23:59:59 | Submitted:Submitted for Approval | Component | Timber:150 X 400:282869 | 150 X 400 | n/a | n/a | Pset_ColumnCommon | n/a | n/a
LoadBearing | n/a | 1900-12-31T23:59:59 | Submitted:Submitted for Approval | Component | Timber:150 X 400:282869 | TRUE | n/a | n/a | Pset_ColumnCommon | n/a | n/a | n/a
IsExternal | n/a | 1900-12-31T23:59:59 | Submitted:Submitted for Approval | Component | Timber:150 X 400:282869 | n/a | n/a | n/a | Pset_ColumnCommon | n/a | n/a | n/a
Base Level | n/a | 1900-12-31T23:59:59 | Submitted:Submitted for Approval | Component | Timber:150 X 400:282869 | Level: DECK BEAMS | n/a | n/a | Constraints | n/a | n/a
Base Offset | n/a | 1900-12-31T23:59:59 | Submitted:Submitted for Approval | Component | Timber:150 X 400:282869 | 0 | n/a | n/a | Constraints | n/a | n/a | n/a
Column Location Mark | n/a | 1900-12-31T23:59:59 | Submitted:Submitted for Approval | Component | Timber:150 X 400:282869 | D-5(-1714) | n/a | n/a | Constraints | n/a | n/a
Column Style | n/a | 1900-12-31T23:59:59 | Submitted:Submitted for Approval | Component | Timber:150 X 400:282869 | Vertical | n/a | n/a | Constraints | n/a | n/a
Moves With Grids | n/a | 1900-12-31T23:59:59 | Submitted:Submitted for Approval | Component | Timber:150 X 400:282869 | TRUE | n/a | n/a | Constraints | n/a | n/a | n/a
Top Level | n/a | 1900-12-31T23:59:59 | Submitted:Submitted for Approval | Component | Timber:150 X 400:282869 | Level: Lower Roof - Slab Level | n/a | n/a | Constraints | n/a | n/a
Top Offset | n/a | 1900-12-31T23:59:59 | Submitted:Submitted for Approval | Component | Timber:150 X 400:282869 | 290 | n/a | n/a | Constraints | n/a | n/a | n/a
Volume | n/a | 1900-12-31T23:59:59 | Submitted:Submitted for Approval | Component | Timber:150 X 400:282869 | 0.2187 | n/a | n/a | Dimensions | n/a | n/a | n/a
Structural Material | n/a | 1900-12-31T23:59:59 | Submitted:Submitted for Approval | Component | Timber:150 X 400:282869 | Wood - Dimensional Lumber | n/a | n/a | Materials and Finishes | n/a | n/a
Phase Created | n/a | 1900-12-31T23:59:59 | Submitted:Submitted for Approval | Component | Timber:150 X 400:282869 | New Construction | n/a | n/a | Phasing | n/a | n/a
Enable Analytical Model | n/a | 1900-12-31T23:59:59 | Submitted:Submitted for Approval | Component | Timber:150 X 400:282869 | TRUE | n/a | n/a | Structural | n/a | n/a | n/a
Reference | n/a | 1900-12-31T23:59:59 | Submitted:Submitted for Approval | Component | Timber:150 X 400:282948 | 150 X 400 | n/a | n/a | Pset_ColumnCommon | n/a | n/a
LoadBearing | n/a | 1900-12-31T23:59:59 | Submitted:Submitted for Approval | Component | Timber:150 X 400:282948 | TRUE | n/a | n/a | Pset_ColumnCommon | n/a | n/a | n/a
IsExternal | n/a | 1900-12-31T23:59:59 | Submitted:Submitted for Approval | Component | Timber:150 X 400:282948 | n/a | n/a | n/a | Pset_ColumnCommon | n/a | n/a | n/a
Base Level | n/a | 1900-12-31T23:59:59 | Submitted:Submitted for Approval | Component | Timber:150 X 400:282948 | Level: DECK BEAMS | n/a | n/a | Constraints | n/a | n/a
Base Offset | n/a | 1900-12-31T23:59:59 | Submitted:Submitted for Approval | Component | Timber:150 X 400:282948 | 0 | n/a | n/a | Constraints | n/a | n/a | n/a
Column Location Mark | n/a | 1900-12-31T23:59:59 | Submitted:Submitted for Approval | Component | Timber:150 X 400:282948 | C-5(-1286) | n/a | n/a | Constraints | n/a | n/a
Column Style | n/a | 1900-12-31T23:59:59 | Submitted:Submitted for Approval | Component | Timber:150 X 400:282948 | Vertical | n/a | n/a | Constraints | n/a | n/a
Moves With Grids | n/a | 1900-12-31T23:59:59 | Submitted:Submitted for Approval | Component | Timber:150 X 400:282948 | TRUE | n/a | n/a | Constraints | n/a | n/a | n/a
Top Level | n/a | 1900-12-31T23:59:59 | Submitted:Submitted for Approval | Component | Timber:150 X 400:282948 | Level: Lower Roof - Slab Level | n/a | n/a | Constraints | n/a | n/a
Top Offset | n/a | 1900-12-31T23:59:59 | Submitted:Submitted for Approval | Component | Timber:150 X 400:282948 | 290 | n/a | n/a | Constraints | n/a | n/a | n/a
Volume | n/a | 1900-12-31T23:59:59 | Submitted:Submitted for Approval | Component | Timber:150 X 400:282948 | 0.2187 | n/a | n/a | Dimensions | n/a | n/a | n/a
Structural Material | n/a | 1900-12-31T23:59:59 | Submitted:Submitted for Approval | Component | Timber:150 X 400:282948 | Wood - Dimensional Lumber | n/a | n/a | Materials and Finishes | n/a | n/a
Phase Created | n/a | 1900-12-31T23:59:59 | Submitted:Submitted for Approval | Component | Timber:150 X 400:282948 | New Construction | n/a | n/a | Phasing | n/a | n/a
Enable Analytical Model | n/a | 1900-12-31T23:59:59 | Submitted:Submitted for Approval | Component | Timber:150 X 400:282948 | TRUE | n/a | n/a | Structural | n/a | n/a | n/a
Reference | n/a | 1900-12-31T23:59:59 | Submitted:Submitted for Approval | Component | Timber:150 X 400:282969 | 150 X 400 | n/a | n/a | Pset_ColumnCommon | n/a | n/a
LoadBearing | n/a | 1900-12-31T23:59:59 | Submitted:Submitted for Approval | Component | Timber:150 X 400:282969 | TRUE | n/a | n/a | Pset_ColumnCommon | n/a | n/a | n/a
IsExternal | n/a | 1900-12-31T23:59:59 | Submitted:Submitted for Approval | Component | Timber:150 X 400:282969 | n/a | n/a | n/a | Pset_ColumnCommon | n/a | n/a | n/a
Base Level | n/a | 1900-12-31T23:59:59 | Submitted:Submitted for Approval | Component | Timber:150 X 400:282969 | Level: DECK BEAMS | n/a | n/a | Constraints | n/a | n/a
Base Offset | n/a | 1900-12-31T23:59:59 | Submitted:Submitted for Approval | Component | Timber:150 X 400:282969 | 0 | n/a | n/a | Constraints | n/a | n/a | n/a
Column Location Mark | n/a | 1900-12-31T23:59:59 | Submitted:Submitted for Approval | Component | Timber:150 X 400:282969 | C-5(-857) | n/a | n/a | Constraints | n/a | n/a
Column Style | n/a | 1900-12-31T23:59:59 | Submitted:Submitted for Approval | Component | Timber:150 X 400:282969 | Vertical | n/a | n/a | Constraints | n/a | n/a
Moves With Grids | n/a | 1900-12-31T23:59:59 | Submitted:Submitted for Approval | Component | Timber:150 X 400:282969 | TRUE | n/a | n/a | Constraints | n/a | n/a | n/a
Top Level | n/a | 1900-12-31T23:59:59 | Submitted:Submitted for Approval | Component | Timber:150 X 400:282969 | Level: Lower Roof - Slab Level | n/a | n/a | Constraints | n/a | n/a
Top Offset | n/a | 1900-12-31T23:59:59 | Submitted:Submitted for Approval | Component | Timber:150 X 400:282969 | 290 | n/a | n/a | Constraints | n/a | n/a | n/a
Volume | n/a | 1900-12-31T23:59:59 | Submitted:Submitted for Approval | Component | Timber:150 X 400:282969 | 0.2187 | n/a | n/a | Dimensions | n/a | n/a | n/a
Structural Material | n/a | 1900-12-31T23:59:59 | Submitted:Submitted for Approval | Component | Timber:150 X 400:282969 | Wood - Dimensional Lumber | n/a | n/a | Materials and Finishes | n/a | n/a
Phase Created | n/a | 1900-12-31T23:59:59 | Submitted:Submitted for Approval | Component | Timber:150 X 400:282969 | New Construction | n/a | n/a | Phasing | n/a | n/a
Enable Analytical Model | n/a | 1900-12-31T23:59:59 | Submitted:Submitted for Approval | Component | Timber:150 X 400:282969 | TRUE | n/a | n/a | Structural | n/a | n/a | n/a
Reference | n/a | 1900-12-31T23:59:59 | Submitted:Submitted for Approval | Component | Timber:150 X 400:282992 | 150 X 400 | n/a | n/a | Pset_ColumnCommon | n/a | n/a
LoadBearing | n/a | 1900-12-31T23:59:59 | Submitted:Submitted for Approval | Component | Timber:150 X 400:282992 | TRUE | n/a | n/a | Pset_ColumnCommon | n/a | n/a | n/a
IsExternal | n/a | 1900-12-31T23:59:59 | Submitted:Submitted for Approval | Component | Timber:150 X 400:282992 | n/a | n/a | n/a | Pset_ColumnCommon | n/a | n/a | n/a
Base Level | n/a | 1900-12-31T23:59:59 | Submitted:Submitted for Approval | Component | Timber:150 X 400:282992 | Level: DECK BEAMS | n/a | n/a | Constraints | n/a | n/a
Base Offset | n/a | 1900-12-31T23:59:59 | Submitted:Submitted for Approval | Component | Timber:150 X 400:282992 | 0 | n/a | n/a | Constraints | n/a | n/a | n/a
Column Location Mark | n/a | 1900-12-31T23:59:59 | Submitted:Submitted for Approval | Component | Timber:150 X 400:282992 | C-5(-429) | n/a | n/a | Constraints | n/a | n/a
Column Style | n/a | 1900-12-31T23:59:59 | Submitted:Submitted for Approval | Component | Timber:150 X 400:282992 | Vertical | n/a | n/a | Constraints | n/a | n/a
Moves With Grids | n/a | 1900-12-31T23:59:59 | Submitted:Submitted for Approval | Component | Timber:150 X 400:282992 | TRUE | n/a | n/a | Constraints | n/a | n/a | n/a
Top Level | n/a | 1900-12-31T23:59:59 | Submitted:Submitted for Approval | Component | Timber:150 X 400:282992 | Level: Lower Roof - Slab Level | n/a | n/a | Constraints | n/a | n/a
Top Offset | n/a | 1900-12-31T23:59:59 | Submitted:Submitted for Approval | Component | Timber:150 X 400:282992 | 290 | n/a | n/a | Constraints | n/a | n/a | n/a
Volume | n/a | 1900-12-31T23:59:59 | Submitted:Submitted for Approval | Component | Timber:150 X 400:282992 | 0.2187 | n/a | n/a | Dimensions | n/a | n/a | n/a
Structural Material | n/a | 1900-12-31T23:59:59 | Submitted:Submitted for Approval | Component | Timber:150 X 400:282992 | Wood - Dimensional Lumber | n/a | n/a | Materials and Finishes | n/a | n/a
Phase Created | n/a | 1900-12-31T23:59:59 | Submitted:Submitted for Approval | Component | Timber:150 X 400:282992 | New Construction | n/a | n/a | Phasing | n/a | n/a
Enable Analytical Model | n/a | 1900-12-31T23:59:59 | Submitted:Submitted for Approval | Component | Timber:150 X 400:282992 | TRUE | n/a | n/a | Structural | n/a | n/a | n/a
Reference | n/a | 1900-12-31T23:59:59 | Submitted:Submitted for Approval | Component | Timber:150 X 400:283131 | 150 X 400 | n/a | n/a | Pset_ColumnCommon | n/a | n/a
LoadBearing | n/a | 1900-12-31T23:59:59 | Submitted:Submitted for Approval | Component | Timber:150 X 400:283131 | TRUE | n/a | n/a | Pset_ColumnCommon | n/a | n/a | n/a
IsExternal | n/a | 1900-12-31T23:59:59 | Submitted:Submitted for Approval | Component | Timber:150 X 400:283131 | n/a | n/a | n/a | Pset_ColumnCommon | n/a | n/a | n/a
Base Level | n/a | 1900-12-31T23:59:59 | Submitted:Submitted for Approval | Component | Timber:150 X 400:283131 | Level: DECK BEAMS | n/a | n/a | Constraints | n/a | n/a
Base Offset | n/a | 1900-12-31T23:59:59 | Submitted:Submitted for Approval | Component | Timber:150 X 400:283131 | 0 | n/a | n/a | Constraints | n/a | n/a | n/a
Column Location Mark | n/a | 1900-12-31T23:59:59 | Submitted:Submitted for Approval | Component | Timber:150 X 400:283131 | C-5(-2143) | n/a | n/a | Constraints | n/a | n/a
Column Style | n/a | 1900-12-31T23:59:59 | Submitted:Submitted for Approval | Component | Timber:150 X 400:283131 | Vertical | n/a | n/a | Constraints | n/a | n/a
Moves With Grids | n/a | 1900-12-31T23:59:59 | Submitted:Submitted for Approval | Component | Timber:150 X 400:283131 | TRUE | n/a | n/a | Constraints | n/a | n/a | n/a
Top Level | n/a | 1900-12-31T23:59:59 | Submitted:Submitted for Approval | Component | Timber:150 X 400:283131 | Level: Lower Roof - Slab Level | n/a | n/a | Constraints | n/a | n/a
Top Offset | n/a | 1900-12-31T23:59:59 | Submitted:Submitted for Approval | Component | Timber:150 X 400:283131 | 290 | n/a | n/a | Constraints | n/a | n/a | n/a
Volume | n/a | 1900-12-31T23:59:59 | Submitted:Submitted for Approval | Component | Timber:150 X 400:283131 | 0.2187 | n/a | n/a | Dimensions | n/a | n/a | n/a
Structural Material | n/a | 1900-12-31T23:59:59 | Submitted:Submitted for Approval | Component | Timber:150 X 400:283131 | Wood - Dimensional Lumber | n/a | n/a | Materials and Finishes | n/a | n/a
Phase Created | n/a | 1900-12-31T23:59:59 | Submitted:Submitted for Approval | Component | Timber:150 X 400:283131 | New Construction | n/a | n/a | Phasing | n/a | n/a
Enable Analytical Model | n/a | 1900-12-31T23:59:59 | Submitted:Submitted for Approval | Component | Timber:150 X 400:283131 | TRUE | n/a | n/a | Structural | n/a | n/a | n/a
Reference | n/a | 1900-12-31T23:59:59 | Submitted:Submitted for Approval | Component | Timber:150 X 400:283162 | 150 X 400 | n/a | n/a | Pset_ColumnCommon | n/a | n/a
LoadBearing | n/a | 1900-12-31T23:59:59 | Submitted:Submitted for Approval | Component | Timber:150 X 400:283162 | TRUE | n/a | n/a | Pset_ColumnCommon | n/a | n/a | n/a
IsExternal | n/a | 1900-12-31T23:59:59 | Submitted:Submitted for Approval | Component | Timber:150 X 400:283162 | n/a | n/a | n/a | Pset_ColumnCommon | n/a | n/a | n/a
Base Level | n/a | 1900-12-31T23:59:59 | Submitted:Submitted for Approval | Component | Timber:150 X 400:283162 | Level: DECK BEAMS | n/a | n/a | Constraints | n/a | n/a
Base Offset | n/a | 1900-12-31T23:59:59 | Submitted:Submitted for Approval | Component | Timber:150 X 400:283162 | 0 | n/a | n/a | Constraints | n/a | n/a | n/a
Column Location Mark | n/a | 1900-12-31T23:59:59 | Submitted:Submitted for Approval | Component | Timber:150 X 400:283162 | C-5(-2571) | n/a | n/a | Constraints | n/a | n/a
Column Style | n/a | 1900-12-31T23:59:59 | Submitted:Submitted for Approval | Component | Timber:150 X 400:283162 | Vertical | n/a | n/a | Constraints | n/a | n/a
Moves With Grids | n/a | 1900-12-31T23:59:59 | Submitted:Submitted for Approval | Component | Timber:150 X 400:283162 | TRUE | n/a | n/a | Constraints | n/a | n/a | n/a
Top Level | n/a | 1900-12-31T23:59:59 | Submitted:Submitted for Approval | Component | Timber:150 X 400:283162 | Level: Lower Roof - Slab Level | n/a | n/a | Constraints | n/a | n/a
Top Offset | n/a | 1900-12-31T23:59:59 | Submitted:Submitted for Approval | Component | Timber:150 X 400:283162 | 290 | n/a | n/a | Constraints | n/a | n/a | n/a
Volume | n/a | 1900-12-31T23:59:59 | Submitted:Submitted for Approval | Component | Timber:150 X 400:283162 | 0.2187 | n/a | n/a | Dimensions | n/a | n/a | n/a
Structural Material | n/a | 1900-12-31T23:59:59 | Submitted:Submitted for Approval | Component | Timber:150 X 400:283162 | Wood - Dimensional Lumber | n/a | n/a | Materials and Finishes | n/a | n/a
Phase Created | n/a | 1900-12-31T23:59:59 | Submitted:Submitted for Approval | Component | Timber:150 X 400:283162 | New Construction | n/a | n/a | Phasing | n/a | n/a
Enable Analytical Model | n/a | 1900-12-31T23:59:59 | Submitted:Submitted for Approval | Component | Timber:150 X 400:283162 | TRUE | n/a | n/a | Structural | n/a | n/a | n/a
Reference | n/a | 1900-12-31T23:59:59 | Submitted:Submitted for Approval | Component | Timber:150 X 400:283194 | 150 X 400 | n/a | n/a | Pset_ColumnCommon | n/a | n/a
LoadBearing | n/a | 1900-12-31T23:59:59 | Submitted:Submitted for Approval | Component | Timber:150 X 400:283194 | TRUE | n/a | n/a | Pset_ColumnCommon | n/a | n/a | n/a
IsExternal | n/a | 1900-12-31T23:59:59 | Submitted:Submitted for Approval | Component | Timber:150 X 400:283194 | n/a | n/a | n/a | Pset_ColumnCommon | n/a | n/a | n/a
Base Level | n/a | 1900-12-31T23:59:59 | Submitted:Submitted for Approval | Component | Timber:150 X 400:283194 | Level: DECK BEAMS | n/a | n/a | Constraints | n/a | n/a
Base Offset | n/a | 1900-12-31T23:59:59 | Submitted:Submitted for Approval | Component | Timber:150 X 400:283194 | 0 | n/a | n/a | Constraints | n/a | n/a | n/a
Column Location Mark | n/a | 1900-12-31T23:59:59 | Submitted:Submitted for Approval | Component | Timber:150 X 400:283194 | C-4(3000) | n/a | n/a | Constraints | n/a | n/a
Column Style | n/a | 1900-12-31T23:59:59 | Submitted:Submitted for Approval | Component | Timber:150 X 400:283194 | Vertical | n/a | n/a | Constraints | n/a | n/a
Moves With Grids | n/a | 1900-12-31T23:59:59 | Submitted:Submitted for Approval | Component | Timber:150 X 400:283194 | TRUE | n/a | n/a | Constraints | n/a | n/a | n/a
Top Level | n/a | 1900-12-31T23:59:59 | Submitted:Submitted for Approval | Component | Timber:150 X 400:283194 | Level: Lower Roof - Slab Level | n/a | n/a | Constraints | n/a | n/a
Top Offset | n/a | 1900-12-31T23:59:59 | Submitted:Submitted for Approval | Component | Timber:150 X 400:283194 | 290 | n/a | n/a | Constraints | n/a | n/a | n/a
Volume | n/a | 1900-12-31T23:59:59 | Submitted:Submitted for Approval | Component | Timber:150 X 400:283194 | 0.2187 | n/a | n/a | Dimensions | n/a | n/a | n/a
Structural Material | n/a | 1900-12-31T23:59:59 | Submitted:Submitted for Approval | Component | Timber:150 X 400:283194 | Wood - Dimensional Lumber | n/a | n/a | Materials and Finishes | n/a | n/a
Phase Created | n/a | 1900-12-31T23:59:59 | Submitted:Submitted for Approval | Component | Timber:150 X 400:283194 | New Construction | n/a | n/a | Phasing | n/a | n/a
Enable Analytical Model | n/a | 1900-12-31T23:59:59 | Submitted:Submitted for Approval | Component | Timber:150 X 400:283194 | TRUE | n/a | n/a | Structural | n/a | n/a | n/a
Reference | n/a | 1900-12-31T23:59:59 | Submitted:Submitted for Approval | Component | Timber:150 X 400:283222 | 150 X 400 | n/a | n/a | Pset_ColumnCommon | n/a | n/a
LoadBearing | n/a | 1900-12-31T23:59:59 | Submitted:Submitted for Approval | Component | Timber:150 X 400:283222 | TRUE | n/a | n/a | Pset_ColumnCommon | n/a | n/a | n/a
IsExternal | n/a | 1900-12-31T23:59:59 | Submitted:Submitted for Approval | Component | Timber:150 X 400:283222 | n/a | n/a | n/a | Pset_ColumnCommon | n/a | n/a | n/a
Base Level | n/a | 1900-12-31T23:59:59 | Submitted:Submitted for Approval | Component | Timber:150 X 400:283222 | Level: DECK BEAMS | n/a | n/a | Constraints | n/a | n/a
Base Offset | n/a | 1900-12-31T23:59:59 | Submitted:Submitted for Approval | Component | Timber:150 X 400:283222 | 0 | n/a | n/a | Constraints | n/a | n/a | n/a
Column Location Mark | n/a | 1900-12-31T23:59:59 | Submitted:Submitted for Approval | Component | Timber:150 X 400:283222 | C-4(2571) | n/a | n/a | Constraints | n/a | n/a
Column Style | n/a | 1900-12-31T23:59:59 | Submitted:Submitted for Approval | Component | Timber:150 X 400:283222 | Vertical | n/a | n/a | Constraints | n/a | n/a
Moves With Grids | n/a | 1900-12-31T23:59:59 | Submitted:Submitted for Approval | Component | Timber:150 X 400:283222 | TRUE | n/a | n/a | Constraints | n/a | n/a | n/a
Top Level | n/a | 1900-12-31T23:59:59 | Submitted:Submitted for Approval | Component | Timber:150 X 400:283222 | Level: Lower Roof - Slab Level | n/a | n/a | Constraints | n/a | n/a
Top Offset | n/a | 1900-12-31T23:59:59 | Submitted:Submitted for Approval | Component | Timber:150 X 400:283222 | 290 | n/a | n/a | Constraints | n/a | n/a | n/a
Volume | n/a | 1900-12-31T23:59:59 | Submitted:Submitted for Approval | Component | Timber:150 X 400:283222 | 0.2187 | n/a | n/a | Dimensions | n/a | n/a | n/a
Structural Material | n/a | 1900-12-31T23:59:59 | Submitted:Submitted for Approval | Component | Timber:150 X 400:283222 | Wood - Dimensional Lumber | n/a | n/a | Materials and Finishes | n/a | n/a
Phase Created | n/a | 1900-12-31T23:59:59 | Submitted:Submitted for Approval | Component | Timber:150 X 400:283222 | New Construction | n/a | n/a | Phasing | n/a | n/a
Enable Analytical Model | n/a | 1900-12-31T23:59:59 | Submitted:Submitted for Approval | Component | Timber:150 X 400:283222 | TRUE | n/a | n/a | Structural | n/a | n/a | n/a
Reference | n/a | 1900-12-31T23:59:59 | Submitted:Submitted for Approval | Component | Timber:150 X 400:294767 | 150 X 400 | n/a | n/a | Pset_ColumnCommon | n/a | n/a
LoadBearing | n/a | 1900-12-31T23:59:59 | Submitted:Submitted for Approval | Component | Timber:150 X 400:294767 | TRUE | n/a | n/a | Pset_ColumnCommon | n/a | n/a | n/a
IsExternal | n/a | 1900-12-31T23:59:59 | Submitted:Submitted for Approval | Component | Timber:150 X 400:294767 | n/a | n/a | n/a | Pset_ColumnCommon | n/a | n/a | n/a
Base Level | n/a | 1900-12-31T23:59:59 | Submitted:Submitted for Approval | Component | Timber:150 X 400:294767 | Level: DECK BEAMS | n/a | n/a | Constraints | n/a | n/a
Base Offset | n/a | 1900-12-31T23:59:59 | Submitted:Submitted for Approval | Component | Timber:150 X 400:294767 | 0 | n/a | n/a | Constraints | n/a | n/a | n/a
Column Location Mark | n/a | 1900-12-31T23:59:59 | Submitted:Submitted for Approval | Component | Timber:150 X 400:294767 | D-4 | n/a | n/a | Constraints | n/a | n/a
Column Style | n/a | 1900-12-31T23:59:59 | Submitted:Submitted for Approval | Component | Timber:150 X 400:294767 | Vertical | n/a | n/a | Constraints | n/a | n/a
Moves With Grids | n/a | 1900-12-31T23:59:59 | Submitted:Submitted for Approval | Component | Timber:150 X 400:294767 | TRUE | n/a | n/a | Constraints | n/a | n/a | n/a
Top Level | n/a | 1900-12-31T23:59:59 | Submitted:Submitted for Approval | Component | Timber:150 X 400:294767 | Level: Lower Roof - Slab Level | n/a | n/a | Constraints | n/a | n/a
Top Offset | n/a | 1900-12-31T23:59:59 | Submitted:Submitted for Approval | Component | Timber:150 X 400:294767 | 290 | n/a | n/a | Constraints | n/a | n/a | n/a
Volume | n/a | 1900-12-31T23:59:59 | Submitted:Submitted for Approval | Component | Timber:150 X 400:294767 | 0.2187 | n/a | n/a | Dimensions | n/a | n/a | n/a
Structural Material | n/a | 1900-12-31T23:59:59 | Submitted:Submitted for Approval | Component | Timber:150 X 400:294767 | Wood - Dimensional Lumber | n/a | n/a | Materials and Finishes | n/a | n/a
Phase Created | n/a | 1900-12-31T23:59:59 | Submitted:Submitted for Approval | Component | Timber:150 X 400:294767 | New Construction | n/a | n/a | Phasing | n/a | n/a
Enable Analytical Model | n/a | 1900-12-31T23:59:59 | Submitted:Submitted for Approval | Component | Timber:150 X 400:294767 | TRUE | n/a | n/a | Structural | n/a | n/a | n/a
Reference | n/a | 1900-12-31T23:59:59 | Submitted:Submitted for Approval | Component | Timber:150 X 400:294787 | 150 X 400 | n/a | n/a | Pset_ColumnCommon | n/a | n/a
LoadBearing | n/a | 1900-12-31T23:59:59 | Submitted:Submitted for Approval | Component | Timber:150 X 400:294787 | TRUE | n/a | n/a | Pset_ColumnCommon | n/a | n/a | n/a
IsExternal | n/a | 1900-12-31T23:59:59 | Submitted:Submitted for Approval | Component | Timber:150 X 400:294787 | n/a | n/a | n/a | Pset_ColumnCommon | n/a | n/a | n/a
Base Level | n/a | 1900-12-31T23:59:59 | Submitted:Submitted for Approval | Component | Timber:150 X 400:294787 | Level: DECK BEAMS | n/a | n/a | Constraints | n/a | n/a
Base Offset | n/a | 1900-12-31T23:59:59 | Submitted:Submitted for Approval | Component | Timber:150 X 400:294787 | 0 | n/a | n/a | Constraints | n/a | n/a | n/a
Column Location Mark | n/a | 1900-12-31T23:59:59 | Submitted:Submitted for Approval | Component | Timber:150 X 400:294787 | C-5(-1714) | n/a | n/a | Constraints | n/a | n/a
Column Style | n/a | 1900-12-31T23:59:59 | Submitted:Submitted for Approval | Component | Timber:150 X 400:294787 | Vertical | n/a | n/a | Constraints | n/a | n/a
Moves With Grids | n/a | 1900-12-31T23:59:59 | Submitted:Submitted for Approval | Component | Timber:150 X 400:294787 | TRUE | n/a | n/a | Constraints | n/a | n/a | n/a
Top Level | n/a | 1900-12-31T23:59:59 | Submitted:Submitted for Approval | Component | Timber:150 X 400:294787 | Level: Lower Roof - Slab Level | n/a | n/a | Constraints | n/a | n/a
Top Offset | n/a | 1900-12-31T23:59:59 | Submitted:Submitted for Approval | Component | Timber:150 X 400:294787 | 290 | n/a | n/a | Constraints | n/a | n/a | n/a
Volume | n/a | 1900-12-31T23:59:59 | Submitted:Submitted for Approval | Component | Timber:150 X 400:294787 | 0.2187 | n/a | n/a | Dimensions | n/a | n/a | n/a
Structural Material | n/a | 1900-12-31T23:59:59 | Submitted:Submitted for Approval | Component | Timber:150 X 400:294787 | Wood - Dimensional Lumber | n/a | n/a | Materials and Finishes | n/a | n/a
Phase Created | n/a | 1900-12-31T23:59:59 | Submitted:Submitted for Approval | Component | Timber:150 X 400:294787 | New Construction | n/a | n/a | Phasing | n/a | n/a
Enable Analytical Model | n/a | 1900-12-31T23:59:59 | Submitted:Submitted for Approval | Component | Timber:150 X 400:294787 | TRUE | n/a | n/a | Structural | n/a | n/a | n/a
Reference | n/a | 1900-12-31T23:59:59 | Submitted:Submitted for Approval | Component | Timber:150 X 400:294793 | 150 X 400 | n/a | n/a | Pset_ColumnCommon | n/a | n/a
LoadBearing | n/a | 1900-12-31T23:59:59 | Submitted:Submitted for Approval | Component | Timber:150 X 400:294793 | TRUE | n/a | n/a | Pset_ColumnCommon | n/a | n/a | n/a
IsExternal | n/a | 1900-12-31T23:59:59 | Submitted:Submitted for Approval | Component | Timber:150 X 400:294793 | n/a | n/a | n/a | Pset_ColumnCommon | n/a | n/a | n/a
Base Level | n/a | 1900-12-31T23:59:59 | Submitted:Submitted for Approval | Component | Timber:150 X 400:294793 | Level: DECK BEAMS | n/a | n/a | Constraints | n/a | n/a
Base Offset | n/a | 1900-12-31T23:59:59 | Submitted:Submitted for Approval | Component | Timber:150 X 400:294793 | 0 | n/a | n/a | Constraints | n/a | n/a | n/a
Column Location Mark | n/a | 1900-12-31T23:59:59 | Submitted:Submitted for Approval | Component | Timber:150 X 400:294793 | D-5(-2143) | n/a | n/a | Constraints | n/a | n/a
Column Style | n/a | 1900-12-31T23:59:59 | Submitted:Submitted for Approval | Component | Timber:150 X 400:294793 | Vertical | n/a | n/a | Constraints | n/a | n/a
Moves With Grids | n/a | 1900-12-31T23:59:59 | Submitted:Submitted for Approval | Component | Timber:150 X 400:294793 | TRUE | n/a | n/a | Constraints | n/a | n/a | n/a
Top Level | n/a | 1900-12-31T23:59:59 | Submitted:Submitted for Approval | Component | Timber:150 X 400:294793 | Level: Lower Roof - Slab Level | n/a | n/a | Constraints | n/a | n/a
Top Offset | n/a | 1900-12-31T23:59:59 | Submitted:Submitted for Approval | Component | Timber:150 X 400:294793 | 290 | n/a | n/a | Constraints | n/a | n/a | n/a
Volume | n/a | 1900-12-31T23:59:59 | Submitted:Submitted for Approval | Component | Timber:150 X 400:294793 | 0.2187 | n/a | n/a | Dimensions | n/a | n/a | n/a
Structural Material | n/a | 1900-12-31T23:59:59 | Submitted:Submitted for Approval | Component | Timber:150 X 400:294793 | Wood - Dimensional Lumber | n/a | n/a | Materials and Finishes | n/a | n/a
Phase Created | n/a | 1900-12-31T23:59:59 | Submitted:Submitted for Approval | Component | Timber:150 X 400:294793 | New Construction | n/a | n/a | Phasing | n/a | n/a
Enable Analytical Model | n/a | 1900-12-31T23:59:59 | Submitted:Submitted for Approval | Component | Timber:150 X 400:294793 | TRUE | n/a | n/a | Structural | n/a | n/a | n/a
Reference | n/a | 1900-12-31T23:59:59 | Submitted:Submitted for Approval | Component | Timber:150 X 400:294799 | 150 X 400 | n/a | n/a | Pset_ColumnCommon | n/a | n/a
LoadBearing | n/a | 1900-12-31T23:59:59 | Submitted:Submitted for Approval | Component | Timber:150 X 400:294799 | TRUE | n/a | n/a | Pset_ColumnCommon | n/a | n/a | n/a
IsExternal | n/a | 1900-12-31T23:59:59 | Submitted:Submitted for Approval | Component | Timber:150 X 400:294799 | n/a | n/a | n/a | Pset_ColumnCommon | n/a | n/a | n/a
Base Level | n/a | 1900-12-31T23:59:59 | Submitted:Submitted for Approval | Component | Timber:150 X 400:294799 | Level: DECK BEAMS | n/a | n/a | Constraints | n/a | n/a
Base Offset | n/a | 1900-12-31T23:59:59 | Submitted:Submitted for Approval | Component | Timber:150 X 400:294799 | 0 | n/a | n/a | Constraints | n/a | n/a | n/a
Column Location Mark | n/a | 1900-12-31T23:59:59 | Submitted:Submitted for Approval | Component | Timber:150 X 400:294799 | D-5(-2571) | n/a | n/a | Constraints | n/a | n/a
Column Style | n/a | 1900-12-31T23:59:59 | Submitted:Submitted for Approval | Component | Timber:150 X 400:294799 | Vertical | n/a | n/a | Constraints | n/a | n/a
Moves With Grids | n/a | 1900-12-31T23:59:59 | Submitted:Submitted for Approval | Component | Timber:150 X 400:294799 | TRUE | n/a | n/a | Constraints | n/a | n/a | n/a
Top Level | n/a | 1900-12-31T23:59:59 | Submitted:Submitted for Approval | Component | Timber:150 X 400:294799 | Level: Lower Roof - Slab Level | n/a | n/a | Constraints | n/a | n/a
Top Offset | n/a | 1900-12-31T23:59:59 | Submitted:Submitted for Approval | Component | Timber:150 X 400:294799 | 290 | n/a | n/a | Constraints | n/a | n/a | n/a
Volume | n/a | 1900-12-31T23:59:59 | Submitted:Submitted for Approval | Component | Timber:150 X 400:294799 | 0.2187 | n/a | n/a | Dimensions | n/a | n/a | n/a
Structural Material | n/a | 1900-12-31T23:59:59 | Submitted:Submitted for Approval | Component | Timber:150 X 400:294799 | Wood - Dimensional Lumber | n/a | n/a | Materials and Finishes | n/a | n/a
Phase Created | n/a | 1900-12-31T23:59:59 | Submitted:Submitted for Approval | Component | Timber:150 X 400:294799 | New Construction | n/a | n/a | Phasing | n/a | n/a
Enable Analytical Model | n/a | 1900-12-31T23:59:59 | Submitted:Submitted for Approval | Component | Timber:150 X 400:294799 | TRUE | n/a | n/a | Structural | n/a | n/a | n/a
Reference | n/a | 1900-12-31T23:59:59 | Submitted:Submitted for Approval | Component | Timber:150 X 400:294805 | 150 X 400 | n/a | n/a | Pset_ColumnCommon | n/a | n/a
LoadBearing | n/a | 1900-12-31T23:59:59 | Submitted:Submitted for Approval | Component | Timber:150 X 400:294805 | TRUE | n/a | n/a | Pset_ColumnCommon | n/a | n/a | n/a
IsExternal | n/a | 1900-12-31T23:59:59 | Submitted:Submitted for Approval | Component | Timber:150 X 400:294805 | n/a | n/a | n/a | Pset_ColumnCommon | n/a | n/a | n/a
Base Level | n/a | 1900-12-31T23:59:59 | Submitted:Submitted for Approval | Component | Timber:150 X 400:294805 | Level: DECK BEAMS | n/a | n/a | Constraints | n/a | n/a
Base Offset | n/a | 1900-12-31T23:59:59 | Submitted:Submitted for Approval | Component | Timber:150 X 400:294805 | 0 | n/a | n/a | Constraints | n/a | n/a | n/a
Column Location Mark | n/a | 1900-12-31T23:59:59 | Submitted:Submitted for Approval | Component | Timber:150 X 400:294805 | D-4(3000) | n/a | n/a | Constraints | n/a | n/a
Column Style | n/a | 1900-12-31T23:59:59 | Submitted:Submitted for Approval | Component | Timber:150 X 400:294805 | Vertical | n/a | n/a | Constraints | n/a | n/a
Moves With Grids | n/a | 1900-12-31T23:59:59 | Submitted:Submitted for Approval | Component | Timber:150 X 400:294805 | TRUE | n/a | n/a | Constraints | n/a | n/a | n/a
Top Level | n/a | 1900-12-31T23:59:59 | Submitted:Submitted for Approval | Component | Timber:150 X 400:294805 | Level: Lower Roof - Slab Level | n/a | n/a | Constraints | n/a | n/a
Top Offset | n/a | 1900-12-31T23:59:59 | Submitted:Submitted for Approval | Component | Timber:150 X 400:294805 | 290 | n/a | n/a | Constraints | n/a | n/a | n/a
Volume | n/a | 1900-12-31T23:59:59 | Submitted:Submitted for Approval | Component | Timber:150 X 400:294805 | 0.2187 | n/a | n/a | Dimensions | n/a | n/a | n/a
Structural Material | n/a | 1900-12-31T23:59:59 | Submitted:Submitted for Approval | Component | Timber:150 X 400:294805 | Wood - Dimensional Lumber | n/a | n/a | Materials and Finishes | n/a | n/a
Phase Created | n/a | 1900-12-31T23:59:59 | Submitted:Submitted for Approval | Component | Timber:150 X 400:294805 | New Construction | n/a | n/a | Phasing | n/a | n/a
Enable Analytical Model | n/a | 1900-12-31T23:59:59 | Submitted:Submitted for Approval | Component | Timber:150 X 400:294805 | TRUE | n/a | n/a | Structural | n/a | n/a | n/a
Reference | n/a | 1900-12-31T23:59:59 | Submitted:Submitted for Approval | Component | Timber:150 X 400:294811 | 150 X 400 | n/a | n/a | Pset_ColumnCommon | n/a | n/a
LoadBearing | n/a | 1900-12-31T23:59:59 | Submitted:Submitted for Approval | Component | Timber:150 X 400:294811 | TRUE | n/a | n/a | Pset_ColumnCommon | n/a | n/a | n/a
IsExternal | n/a | 1900-12-31T23:59:59 | Submitted:Submitted for Approval | Component | Timber:150 X 400:294811 | n/a | n/a | n/a | Pset_ColumnCommon | n/a | n/a | n/a
Base Level | n/a | 1900-12-31T23:59:59 | Submitted:Submitted for Approval | Component | Timber:150 X 400:294811 | Level: DECK BEAMS | n/a | n/a | Constraints | n/a | n/a
Base Offset | n/a | 1900-12-31T23:59:59 | Submitted:Submitted for Approval | Component | Timber:150 X 400:294811 | 0 | n/a | n/a | Constraints | n/a | n/a | n/a
Column Location Mark | n/a | 1900-12-31T23:59:59 | Submitted:Submitted for Approval | Component | Timber:150 X 400:294811 | D-4(2571) | n/a | n/a | Constraints | n/a | n/a
Column Style | n/a | 1900-12-31T23:59:59 | Submitted:Submitted for Approval | Component | Timber:150 X 400:294811 | Vertical | n/a | n/a | Constraints | n/a | n/a
Moves With Grids | n/a | 1900-12-31T23:59:59 | Submitted:Submitted for Approval | Component | Timber:150 X 400:294811 | TRUE | n/a | n/a | Constraints | n/a | n/a | n/a
Top Level | n/a | 1900-12-31T23:59:59 | Submitted:Submitted for Approval | Component | Timber:150 X 400:294811 | Level: Lower Roof - Slab Level | n/a | n/a | Constraints | n/a | n/a
Top Offset | n/a | 1900-12-31T23:59:59 | Submitted:Submitted for Approval | Component | Timber:150 X 400:294811 | 290 | n/a | n/a | Constraints | n/a | n/a | n/a
Volume | n/a | 1900-12-31T23:59:59 | Submitted:Submitted for Approval | Component | Timber:150 X 400:294811 | 0.2187 | n/a | n/a | Dimensions | n/a | n/a | n/a
Structural Material | n/a | 1900-12-31T23:59:59 | Submitted:Submitted for Approval | Component | Timber:150 X 400:294811 | Wood - Dimensional Lumber | n/a | n/a | Materials and Finishes | n/a | n/a
Phase Created | n/a | 1900-12-31T23:59:59 | Submitted:Submitted for Approval | Component | Timber:150 X 400:294811 | New Construction | n/a | n/a | Phasing | n/a | n/a
Enable Analytical Model | n/a | 1900-12-31T23:59:59 | Submitted:Submitted for Approval | Component | Timber:150 X 400:294811 | TRUE | n/a | n/a | Structural | n/a | n/a | n/a
Reference | n/a | 1900-12-31T23:59:59 | Submitted:Submitted for Approval | Component | Timber:150 X 400:294817 | 150 X 400 | n/a | n/a | Pset_ColumnCommon | n/a | n/a
LoadBearing | n/a | 1900-12-31T23:59:59 | Submitted:Submitted for Approval | Component | Timber:150 X 400:294817 | TRUE | n/a | n/a | Pset_ColumnCommon | n/a | n/a | n/a
IsExternal | n/a | 1900-12-31T23:59:59 | Submitted:Submitted for Approval | Component | Timber:150 X 400:294817 | n/a | n/a | n/a | Pset_ColumnCommon | n/a | n/a | n/a
Base Level | n/a | 1900-12-31T23:59:59 | Submitted:Submitted for Approval | Component | Timber:150 X 400:294817 | Level: DECK BEAMS | n/a | n/a | Constraints | n/a | n/a
Base Offset | n/a | 1900-12-31T23:59:59 | Submitted:Submitted for Approval | Component | Timber:150 X 400:294817 | 0 | n/a | n/a | Constraints | n/a | n/a | n/a
Column Location Mark | n/a | 1900-12-31T23:59:59 | Submitted:Submitted for Approval | Component | Timber:150 X 400:294817 | D-4(2143) | n/a | n/a | Constraints | n/a | n/a
Column Style | n/a | 1900-12-31T23:59:59 | Submitted:Submitted for Approval | Component | Timber:150 X 400:294817 | Vertical | n/a | n/a | Constraints | n/a | n/a
Moves With Grids | n/a | 1900-12-31T23:59:59 | Submitted:Submitted for Approval | Component | Timber:150 X 400:294817 | TRUE | n/a | n/a | Constraints | n/a | n/a | n/a
Top Level | n/a | 1900-12-31T23:59:59 | Submitted:Submitted for Approval | Component | Timber:150 X 400:294817 | Level: Lower Roof - Slab Level | n/a | n/a | Constraints | n/a | n/a
Top Offset | n/a | 1900-12-31T23:59:59 | Submitted:Submitted for Approval | Component | Timber:150 X 400:294817 | 290 | n/a | n/a | Constraints | n/a | n/a | n/a
Volume | n/a | 1900-12-31T23:59:59 | Submitted:Submitted for Approval | Component | Timber:150 X 400:294817 | 0.2187 | n/a | n/a | Dimensions | n/a | n/a | n/a
Structural Material | n/a | 1900-12-31T23:59:59 | Submitted:Submitted for Approval | Component | Timber:150 X 400:294817 | Wood - Dimensional Lumber | n/a | n/a | Materials and Finishes | n/a | n/a
Phase Created | n/a | 1900-12-31T23:59:59 | Submitted:Submitted for Approval | Component | Timber:150 X 400:294817 | New Construction | n/a | n/a | Phasing | n/a | n/a
Enable Analytical Model | n/a | 1900-12-31T23:59:59 | Submitted:Submitted for Approval | Component | Timber:150 X 400:294817 | TRUE | n/a | n/a | Structural | n/a | n/a | n/a
Reference | n/a | 1900-12-31T23:59:59 | Submitted:Submitted for Approval | Component | Timber:150 X 400:294823 | 150 X 400 | n/a | n/a | Pset_ColumnCommon | n/a | n/a
LoadBearing | n/a | 1900-12-31T23:59:59 | Submitted:Submitted for Approval | Component | Timber:150 X 400:294823 | TRUE | n/a | n/a | Pset_ColumnCommon | n/a | n/a | n/a
IsExternal | n/a | 1900-12-31T23:59:59 | Submitted:Submitted for Approval | Component | Timber:150 X 400:294823 | n/a | n/a | n/a | Pset_ColumnCommon | n/a | n/a | n/a
Base Level | n/a | 1900-12-31T23:59:59 | Submitted:Submitted for Approval | Component | Timber:150 X 400:294823 | Level: DECK BEAMS | n/a | n/a | Constraints | n/a | n/a
Base Offset | n/a | 1900-12-31T23:59:59 | Submitted:Submitted for Approval | Component | Timber:150 X 400:294823 | 0 | n/a | n/a | Constraints | n/a | n/a | n/a
Column Location Mark | n/a | 1900-12-31T23:59:59 | Submitted:Submitted for Approval | Component | Timber:150 X 400:294823 | D-4(1714) | n/a | n/a | Constraints | n/a | n/a
Column Style | n/a | 1900-12-31T23:59:59 | Submitted:Submitted for Approval | Component | Timber:150 X 400:294823 | Vertical | n/a | n/a | Constraints | n/a | n/a
Moves With Grids | n/a | 1900-12-31T23:59:59 | Submitted:Submitted for Approval | Component | Timber:150 X 400:294823 | TRUE | n/a | n/a | Constraints | n/a | n/a | n/a
Top Level | n/a | 1900-12-31T23:59:59 | Submitted:Submitted for Approval | Component | Timber:150 X 400:294823 | Level: Lower Roof - Slab Level | n/a | n/a | Constraints | n/a | n/a
Top Offset | n/a | 1900-12-31T23:59:59 | Submitted:Submitted for Approval | Component | Timber:150 X 400:294823 | 290 | n/a | n/a | Constraints | n/a | n/a | n/a
Volume | n/a | 1900-12-31T23:59:59 | Submitted:Submitted for Approval | Component | Timber:150 X 400:294823 | 0.2187 | n/a | n/a | Dimensions | n/a | n/a | n/a
Structural Material | n/a | 1900-12-31T23:59:59 | Submitted:Submitted for Approval | Component | Timber:150 X 400:294823 | Wood - Dimensional Lumber | n/a | n/a | Materials and Finishes | n/a | n/a
Phase Created | n/a | 1900-12-31T23:59:59 | Submitted:Submitted for Approval | Component | Timber:150 X 400:294823 | New Construction | n/a | n/a | Phasing | n/a | n/a
Enable Analytical Model | n/a | 1900-12-31T23:59:59 | Submitted:Submitted for Approval | Component | Timber:150 X 400:294823 | TRUE | n/a | n/a | Structural | n/a | n/a | n/a
Reference | n/a | 1900-12-31T23:59:59 | Submitted:Submitted for Approval | Component | Timber:150 X 400:294829 | 150 X 400 | n/a | n/a | Pset_ColumnCommon | n/a | n/a
LoadBearing | n/a | 1900-12-31T23:59:59 | Submitted:Submitted for Approval | Component | Timber:150 X 400:294829 | TRUE | n/a | n/a | Pset_ColumnCommon | n/a | n/a | n/a
IsExternal | n/a | 1900-12-31T23:59:59 | Submitted:Submitted for Approval | Component | Timber:150 X 400:294829 | n/a | n/a | n/a | Pset_ColumnCommon | n/a | n/a | n/a
Base Level | n/a | 1900-12-31T23:59:59 | Submitted:Submitted for Approval | Component | Timber:150 X 400:294829 | Level: DECK BEAMS | n/a | n/a | Constraints | n/a | n/a
Base Offset | n/a | 1900-12-31T23:59:59 | Submitted:Submitted for Approval | Component | Timber:150 X 400:294829 | 0 | n/a | n/a | Constraints | n/a | n/a | n/a
Column Location Mark | n/a | 1900-12-31T23:59:59 | Submitted:Submitted for Approval | Component | Timber:150 X 400:294829 | D-4(1286) | n/a | n/a | Constraints | n/a | n/a
Column Style | n/a | 1900-12-31T23:59:59 | Submitted:Submitted for Approval | Component | Timber:150 X 400:294829 | Vertical | n/a | n/a | Constraints | n/a | n/a
Moves With Grids | n/a | 1900-12-31T23:59:59 | Submitted:Submitted for Approval | Component | Timber:150 X 400:294829 | TRUE | n/a | n/a | Constraints | n/a | n/a | n/a
Top Level | n/a | 1900-12-31T23:59:59 | Submitted:Submitted for Approval | Component | Timber:150 X 400:294829 | Level: Lower Roof - Slab Level | n/a | n/a | Constraints | n/a | n/a
Top Offset | n/a | 1900-12-31T23:59:59 | Submitted:Submitted for Approval | Component | Timber:150 X 400:294829 | 290 | n/a | n/a | Constraints | n/a | n/a | n/a
Volume | n/a | 1900-12-31T23:59:59 | Submitted:Submitted for Approval | Component | Timber:150 X 400:294829 | 0.2187 | n/a | n/a | Dimensions | n/a | n/a | n/a
Structural Material | n/a | 1900-12-31T23:59:59 | Submitted:Submitted for Approval | Component | Timber:150 X 400:294829 | Wood - Dimensional Lumber | n/a | n/a | Materials and Finishes | n/a | n/a
Phase Created | n/a | 1900-12-31T23:59:59 | Submitted:Submitted for Approval | Component | Timber:150 X 400:294829 | New Construction | n/a | n/a | Phasing | n/a | n/a
Enable Analytical Model | n/a | 1900-12-31T23:59:59 | Submitted:Submitted for Approval | Component | Timber:150 X 400:294829 | TRUE | n/a | n/a | Structural | n/a | n/a | n/a
Reference | n/a | 1900-12-31T23:59:59 | Submitted:Submitted for Approval | Component | Timber:150 X 400:294835 | 150 X 400 | n/a | n/a | Pset_ColumnCommon | n/a | n/a
LoadBearing | n/a | 1900-12-31T23:59:59 | Submitted:Submitted for Approval | Component | Timber:150 X 400:294835 | TRUE | n/a | n/a | Pset_ColumnCommon | n/a | n/a | n/a
IsExternal | n/a | 1900-12-31T23:59:59 | Submitted:Submitted for Approval | Component | Timber:150 X 400:294835 | n/a | n/a | n/a | Pset_ColumnCommon | n/a | n/a | n/a
Base Level | n/a | 1900-12-31T23:59:59 | Submitted:Submitted for Approval | Component | Timber:150 X 400:294835 | Level: DECK BEAMS | n/a | n/a | Constraints | n/a | n/a
Base Offset | n/a | 1900-12-31T23:59:59 | Submitted:Submitted for Approval | Component | Timber:150 X 400:294835 | 0 | n/a | n/a | Constraints | n/a | n/a | n/a
Column Location Mark | n/a | 1900-12-31T23:59:59 | Submitted:Submitted for Approval | Component | Timber:150 X 400:294835 | D-4(857) | n/a | n/a | Constraints | n/a | n/a
Column Style | n/a | 1900-12-31T23:59:59 | Submitted:Submitted for Approval | Component | Timber:150 X 400:294835 | Vertical | n/a | n/a | Constraints | n/a | n/a
Moves With Grids | n/a | 1900-12-31T23:59:59 | Submitted:Submitted for Approval | Component | Timber:150 X 400:294835 | TRUE | n/a | n/a | Constraints | n/a | n/a | n/a
Top Level | n/a | 1900-12-31T23:59:59 | Submitted:Submitted for Approval | Component | Timber:150 X 400:294835 | Level: Lower Roof - Slab Level | n/a | n/a | Constraints | n/a | n/a
Top Offset | n/a | 1900-12-31T23:59:59 | Submitted:Submitted for Approval | Component | Timber:150 X 400:294835 | 290 | n/a | n/a | Constraints | n/a | n/a | n/a
Volume | n/a | 1900-12-31T23:59:59 | Submitted:Submitted for Approval | Component | Timber:150 X 400:294835 | 0.2187 | n/a | n/a | Dimensions | n/a | n/a | n/a
Structural Material | n/a | 1900-12-31T23:59:59 | Submitted:Submitted for Approval | Component | Timber:150 X 400:294835 | Wood - Dimensional Lumber | n/a | n/a | Materials and Finishes | n/a | n/a
Phase Created | n/a | 1900-12-31T23:59:59 | Submitted:Submitted for Approval | Component | Timber:150 X 400:294835 | New Construction | n/a | n/a | Phasing | n/a | n/a
Enable Analytical Model | n/a | 1900-12-31T23:59:59 | Submitted:Submitted for Approval | Component | Timber:150 X 400:294835 | TRUE | n/a | n/a | Structural | n/a | n/a | n/a
Reference | n/a | 1900-12-31T23:59:59 | Submitted:Submitted for Approval | Component | Timber:150 X 400:294841 | 150 X 400 | n/a | n/a | Pset_ColumnCommon | n/a | n/a
LoadBearing | n/a | 1900-12-31T23:59:59 | Submitted:Submitted for Approval | Component | Timber:150 X 400:294841 | TRUE | n/a | n/a | Pset_ColumnCommon | n/a | n/a | n/a
IsExternal | n/a | 1900-12-31T23:59:59 | Submitted:Submitted for Approval | Component | Timber:150 X 400:294841 | n/a | n/a | n/a | Pset_ColumnCommon | n/a | n/a | n/a
Base Level | n/a | 1900-12-31T23:59:59 | Submitted:Submitted for Approval | Component | Timber:150 X 400:294841 | Level: DECK BEAMS | n/a | n/a | Constraints | n/a | n/a
Base Offset | n/a | 1900-12-31T23:59:59 | Submitted:Submitted for Approval | Component | Timber:150 X 400:294841 | 0 | n/a | n/a | Constraints | n/a | n/a | n/a
Column Location Mark | n/a | 1900-12-31T23:59:59 | Submitted:Submitted for Approval | Component | Timber:150 X 400:294841 | D-4(429) | n/a | n/a | Constraints | n/a | n/a
Column Style | n/a | 1900-12-31T23:59:59 | Submitted:Submitted for Approval | Component | Timber:150 X 400:294841 | Vertical | n/a | n/a | Constraints | n/a | n/a
Moves With Grids | n/a | 1900-12-31T23:59:59 | Submitted:Submitted for Approval | Component | Timber:150 X 400:294841 | TRUE | n/a | n/a | Constraints | n/a | n/a | n/a
Top Level | n/a | 1900-12-31T23:59:59 | Submitted:Submitted for Approval | Component | Timber:150 X 400:294841 | Level: Lower Roof - Slab Level | n/a | n/a | Constraints | n/a | n/a
Top Offset | n/a | 1900-12-31T23:59:59 | Submitted:Submitted for Approval | Component | Timber:150 X 400:294841 | 290 | n/a | n/a | Constraints | n/a | n/a | n/a
Volume | n/a | 1900-12-31T23:59:59 | Submitted:Submitted for Approval | Component | Timber:150 X 400:294841 | 0.2187 | n/a | n/a | Dimensions | n/a | n/a | n/a
Structural Material | n/a | 1900-12-31T23:59:59 | Submitted:Submitted for Approval | Component | Timber:150 X 400:294841 | Wood - Dimensional Lumber | n/a | n/a | Materials and Finishes | n/a | n/a
Phase Created | n/a | 1900-12-31T23:59:59 | Submitted:Submitted for Approval | Component | Timber:150 X 400:294841 | New Construction | n/a | n/a | Phasing | n/a | n/a
Enable Analytical Model | n/a | 1900-12-31T23:59:59 | Submitted:Submitted for Approval | Component | Timber:150 X 400:294841 | TRUE | n/a | n/a | Structural | n/a | n/a | n/a
Reference | n/a | 1900-12-31T23:59:59 | Submitted:Submitted for Approval | Component | Timber:150 X 400:353323 | 150 X 400 | n/a | n/a | Pset_ColumnCommon | n/a | n/a
LoadBearing | n/a | 1900-12-31T23:59:59 | Submitted:Submitted for Approval | Component | Timber:150 X 400:353323 | TRUE | n/a | n/a | Pset_ColumnCommon | n/a | n/a | n/a
IsExternal | n/a | 1900-12-31T23:59:59 | Submitted:Submitted for Approval | Component | Timber:150 X 400:353323 | n/a | n/a | n/a | Pset_ColumnCommon | n/a | n/a | n/a
Base Level | n/a | 1900-12-31T23:59:59 | Submitted:Submitted for Approval | Component | Timber:150 X 400:353323 | Level: DECK BEAMS | n/a | n/a | Constraints | n/a | n/a
Base Offset | n/a | 1900-12-31T23:59:59 | Submitted:Submitted for Approval | Component | Timber:150 X 400:353323 | 0 | n/a | n/a | Constraints | n/a | n/a | n/a
Column Location Mark | n/a | 1900-12-31T23:59:59 | Submitted:Submitted for Approval | Component | Timber:150 X 400:353323 | D-5(-1286) | n/a | n/a | Constraints | n/a | n/a
Column Style | n/a | 1900-12-31T23:59:59 | Submitted:Submitted for Approval | Component | Timber:150 X 400:353323 | Vertical | n/a | n/a | Constraints | n/a | n/a
Moves With Grids | n/a | 1900-12-31T23:59:59 | Submitted:Submitted for Approval | Component | Timber:150 X 400:353323 | TRUE | n/a | n/a | Constraints | n/a | n/a | n/a
Top Level | n/a | 1900-12-31T23:59:59 | Submitted:Submitted for Approval | Component | Timber:150 X 400:353323 | Level: Lower Roof - Slab Level | n/a | n/a | Constraints | n/a | n/a
Top Offset | n/a | 1900-12-31T23:59:59 | Submitted:Submitted for Approval | Component | Timber:150 X 400:353323 | 290 | n/a | n/a | Constraints | n/a | n/a | n/a
Volume | n/a | 1900-12-31T23:59:59 | Submitted:Submitted for Approval | Component | Timber:150 X 400:353323 | 0.2187 | n/a | n/a | Dimensions | n/a | n/a | n/a
Structural Material | n/a | 1900-12-31T23:59:59 | Submitted:Submitted for Approval | Component | Timber:150 X 400:353323 | Wood - Dimensional Lumber | n/a | n/a | Materials and Finishes | n/a | n/a
Phase Created | n/a | 1900-12-31T23:59:59 | Submitted:Submitted for Approval | Component | Timber:150 X 400:353323 | New Construction | n/a | n/a | Phasing | n/a | n/a
Enable Analytical Model | n/a | 1900-12-31T23:59:59 | Submitted:Submitted for Approval | Component | Timber:150 X 400:353323 | TRUE | n/a | n/a | Structural | n/a | n/a | n/a
Reference | n/a | 1900-12-31T23:59:59 | Submitted:Submitted for Approval | Component | Timber:150 X 400:353338 | 150 X 400 | n/a | n/a | Pset_ColumnCommon | n/a | n/a
LoadBearing | n/a | 1900-12-31T23:59:59 | Submitted:Submitted for Approval | Component | Timber:150 X 400:353338 | TRUE | n/a | n/a | Pset_ColumnCommon | n/a | n/a | n/a
IsExternal | n/a | 1900-12-31T23:59:59 | Submitted:Submitted for Approval | Component | Timber:150 X 400:353338 | n/a | n/a | n/a | Pset_ColumnCommon | n/a | n/a | n/a
Base Level | n/a | 1900-12-31T23:59:59 | Submitted:Submitted for Approval | Component | Timber:150 X 400:353338 | Level: DECK BEAMS | n/a | n/a | Constraints | n/a | n/a
Base Offset | n/a | 1900-12-31T23:59:59 | Submitted:Submitted for Approval | Component | Timber:150 X 400:353338 | 0 | n/a | n/a | Constraints | n/a | n/a | n/a
Column Location Mark | n/a | 1900-12-31T23:59:59 | Submitted:Submitted for Approval | Component | Timber:150 X 400:353338 | D-5(-857) | n/a | n/a | Constraints | n/a | n/a
Column Style | n/a | 1900-12-31T23:59:59 | Submitted:Submitted for Approval | Component | Timber:150 X 400:353338 | Vertical | n/a | n/a | Constraints | n/a | n/a
Moves With Grids | n/a | 1900-12-31T23:59:59 | Submitted:Submitted for Approval | Component | Timber:150 X 400:353338 | TRUE | n/a | n/a | Constraints | n/a | n/a | n/a
Top Level | n/a | 1900-12-31T23:59:59 | Submitted:Submitted for Approval | Component | Timber:150 X 400:353338 | Level: Lower Roof - Slab Level | n/a | n/a | Constraints | n/a | n/a
Top Offset | n/a | 1900-12-31T23:59:59 | Submitted:Submitted for Approval | Component | Timber:150 X 400:353338 | 290 | n/a | n/a | Constraints | n/a | n/a | n/a
Volume | n/a | 1900-12-31T23:59:59 | Submitted:Submitted for Approval | Component | Timber:150 X 400:353338 | 0.2187 | n/a | n/a | Dimensions | n/a | n/a | n/a
Structural Material | n/a | 1900-12-31T23:59:59 | Submitted:Submitted for Approval | Component | Timber:150 X 400:353338 | Wood - Dimensional Lumber | n/a | n/a | Materials and Finishes | n/a | n/a
Phase Created | n/a | 1900-12-31T23:59:59 | Submitted:Submitted for Approval | Component | Timber:150 X 400:353338 | New Construction | n/a | n/a | Phasing | n/a | n/a
Enable Analytical Model | n/a | 1900-12-31T23:59:59 | Submitted:Submitted for Approval | Component | Timber:150 X 400:353338 | TRUE | n/a | n/a | Structural | n/a | n/a | n/a
Reference | n/a | 1900-12-31T23:59:59 | Submitted:Submitted for Approval | Component | Timber:150 X 400:353353 | 150 X 400 | n/a | n/a | Pset_ColumnCommon | n/a | n/a
LoadBearing | n/a | 1900-12-31T23:59:59 | Submitted:Submitted for Approval | Component | Timber:150 X 400:353353 | TRUE | n/a | n/a | Pset_ColumnCommon | n/a | n/a | n/a
IsExternal | n/a | 1900-12-31T23:59:59 | Submitted:Submitted for Approval | Component | Timber:150 X 400:353353 | n/a | n/a | n/a | Pset_ColumnCommon | n/a | n/a | n/a
Base Level | n/a | 1900-12-31T23:59:59 | Submitted:Submitted for Approval | Component | Timber:150 X 400:353353 | Level: DECK BEAMS | n/a | n/a | Constraints | n/a | n/a
Base Offset | n/a | 1900-12-31T23:59:59 | Submitted:Submitted for Approval | Component | Timber:150 X 400:353353 | 0 | n/a | n/a | Constraints | n/a | n/a | n/a
Column Location Mark | n/a | 1900-12-31T23:59:59 | Submitted:Submitted for Approval | Component | Timber:150 X 400:353353 | D-5(-429) | n/a | n/a | Constraints | n/a | n/a
Column Style | n/a | 1900-12-31T23:59:59 | Submitted:Submitted for Approval | Component | Timber:150 X 400:353353 | Vertical | n/a | n/a | Constraints | n/a | n/a
Moves With Grids | n/a | 1900-12-31T23:59:59 | Submitted:Submitted for Approval | Component | Timber:150 X 400:353353 | TRUE | n/a | n/a | Constraints | n/a | n/a | n/a
Top Level | n/a | 1900-12-31T23:59:59 | Submitted:Submitted for Approval | Component | Timber:150 X 400:353353 | Level: Lower Roof - Slab Level | n/a | n/a | Constraints | n/a | n/a
Top Offset | n/a | 1900-12-31T23:59:59 | Submitted:Submitted for Approval | Component | Timber:150 X 400:353353 | 290 | n/a | n/a | Constraints | n/a | n/a | n/a
Volume | n/a | 1900-12-31T23:59:59 | Submitted:Submitted for Approval | Component | Timber:150 X 400:353353 | 0.2187 | n/a | n/a | Dimensions | n/a | n/a | n/a
Structural Material | n/a | 1900-12-31T23:59:59 | Submitted:Submitted for Approval | Component | Timber:150 X 400:353353 | Wood - Dimensional Lumber | n/a | n/a | Materials and Finishes | n/a | n/a
Phase Created | n/a | 1900-12-31T23:59:59 | Submitted:Submitted for Approval | Component | Timber:150 X 400:353353 | New Construction | n/a | n/a | Phasing | n/a | n/a
Enable Analytical Model | n/a | 1900-12-31T23:59:59 | Submitted:Submitted for Approval | Component | Timber:150 X 400:353353 | TRUE | n/a | n/a | Structural | n/a | n/a | n/a
Reference | n/a | 1900-12-31T23:59:59 | Submitted:Submitted for Approval | Component | Timber:150 X 400:353905 | 150 X 400 | n/a | n/a | Pset_ColumnCommon | n/a | n/a
LoadBearing | n/a | 1900-12-31T23:59:59 | Submitted:Submitted for Approval | Component | Timber:150 X 400:353905 | TRUE | n/a | n/a | Pset_ColumnCommon | n/a | n/a | n/a
IsExternal | n/a | 1900-12-31T23:59:59 | Submitted:Submitted for Approval | Component | Timber:150 X 400:353905 | n/a | n/a | n/a | Pset_ColumnCommon | n/a | n/a | n/a
Base Level | n/a | 1900-12-31T23:59:59 | Submitted:Submitted for Approval | Component | Timber:150 X 400:353905 | Level: DECK BEAMS | n/a | n/a | Constraints | n/a | n/a
Base Offset | n/a | 1900-12-31T23:59:59 | Submitted:Submitted for Approval | Component | Timber:150 X 400:353905 | 0 | n/a | n/a | Constraints | n/a | n/a | n/a
Column Location Mark | n/a | 1900-12-31T23:59:59 | Submitted:Submitted for Approval | Component | Timber:150 X 400:353905 | D-4(-429) | n/a | n/a | Constraints | n/a | n/a
Column Style | n/a | 1900-12-31T23:59:59 | Submitted:Submitted for Approval | Component | Timber:150 X 400:353905 | Vertical | n/a | n/a | Constraints | n/a | n/a
Moves With Grids | n/a | 1900-12-31T23:59:59 | Submitted:Submitted for Approval | Component | Timber:150 X 400:353905 | TRUE | n/a | n/a | Constraints | n/a | n/a | n/a
Top Level | n/a | 1900-12-31T23:59:59 | Submitted:Submitted for Approval | Component | Timber:150 X 400:353905 | Level: Lower Roof - Slab Level | n/a | n/a | Constraints | n/a | n/a
Top Offset | n/a | 1900-12-31T23:59:59 | Submitted:Submitted for Approval | Component | Timber:150 X 400:353905 | 290 | n/a | n/a | Constraints | n/a | n/a | n/a
Volume | n/a | 1900-12-31T23:59:59 | Submitted:Submitted for Approval | Component | Timber:150 X 400:353905 | 0.2187 | n/a | n/a | Dimensions | n/a | n/a | n/a
Structural Material | n/a | 1900-12-31T23:59:59 | Submitted:Submitted for Approval | Component | Timber:150 X 400:353905 | Wood - Dimensional Lumber | n/a | n/a | Materials and Finishes | n/a | n/a
Phase Created | n/a | 1900-12-31T23:59:59 | Submitted:Submitted for Approval | Component | Timber:150 X 400:353905 | New Construction | n/a | n/a | Phasing | n/a | n/a
Enable Analytical Model | n/a | 1900-12-31T23:59:59 | Submitted:Submitted for Approval | Component | Timber:150 X 400:353905 | TRUE | n/a | n/a | Structural | n/a | n/a | n/a
Reference | n/a | 1900-12-31T23:59:59 | Submitted:Submitted for Approval | Component | Timber:150 X 400:353918 | 150 X 400 | n/a | n/a | Pset_ColumnCommon | n/a | n/a
LoadBearing | n/a | 1900-12-31T23:59:59 | Submitted:Submitted for Approval | Component | Timber:150 X 400:353918 | TRUE | n/a | n/a | Pset_ColumnCommon | n/a | n/a | n/a
IsExternal | n/a | 1900-12-31T23:59:59 | Submitted:Submitted for Approval | Component | Timber:150 X 400:353918 | n/a | n/a | n/a | Pset_ColumnCommon | n/a | n/a | n/a
Base Level | n/a | 1900-12-31T23:59:59 | Submitted:Submitted for Approval | Component | Timber:150 X 400:353918 | Level: DECK BEAMS | n/a | n/a | Constraints | n/a | n/a
Base Offset | n/a | 1900-12-31T23:59:59 | Submitted:Submitted for Approval | Component | Timber:150 X 400:353918 | 0 | n/a | n/a | Constraints | n/a | n/a | n/a
Column Location Mark | n/a | 1900-12-31T23:59:59 | Submitted:Submitted for Approval | Component | Timber:150 X 400:353918 | D-4(-857) | n/a | n/a | Constraints | n/a | n/a
Column Style | n/a | 1900-12-31T23:59:59 | Submitted:Submitted for Approval | Component | Timber:150 X 400:353918 | Vertical | n/a | n/a | Constraints | n/a | n/a
Moves With Grids | n/a | 1900-12-31T23:59:59 | Submitted:Submitted for Approval | Component | Timber:150 X 400:353918 | TRUE | n/a | n/a | Constraints | n/a | n/a | n/a
Top Level | n/a | 1900-12-31T23:59:59 | Submitted:Submitted for Approval | Component | Timber:150 X 400:353918 | Level: Lower Roof - Slab Level | n/a | n/a | Constraints | n/a | n/a
Top Offset | n/a | 1900-12-31T23:59:59 | Submitted:Submitted for Approval | Component | Timber:150 X 400:353918 | 290 | n/a | n/a | Constraints | n/a | n/a | n/a
Volume | n/a | 1900-12-31T23:59:59 | Submitted:Submitted for Approval | Component | Timber:150 X 400:353918 | 0.2187 | n/a | n/a | Dimensions | n/a | n/a | n/a
Structural Material | n/a | 1900-12-31T23:59:59 | Submitted:Submitted for Approval | Component | Timber:150 X 400:353918 | Wood - Dimensional Lumber | n/a | n/a | Materials and Finishes | n/a | n/a
Phase Created | n/a | 1900-12-31T23:59:59 | Submitted:Submitted for Approval | Component | Timber:150 X 400:353918 | New Construction | n/a | n/a | Phasing | n/a | n/a
Enable Analytical Model | n/a | 1900-12-31T23:59:59 | Submitted:Submitted for Approval | Component | Timber:150 X 400:353918 | TRUE | n/a | n/a | Structural | n/a | n/a | n/a
Reference | n/a | 1900-12-31T23:59:59 | Submitted:Submitted for Approval | Component | Timber:150 X 400:353933 | 150 X 400 | n/a | n/a | Pset_ColumnCommon | n/a | n/a
LoadBearing | n/a | 1900-12-31T23:59:59 | Submitted:Submitted for Approval | Component | Timber:150 X 400:353933 | TRUE | n/a | n/a | Pset_ColumnCommon | n/a | n/a | n/a
IsExternal | n/a | 1900-12-31T23:59:59 | Submitted:Submitted for Approval | Component | Timber:150 X 400:353933 | n/a | n/a | n/a | Pset_ColumnCommon | n/a | n/a | n/a
Base Level | n/a | 1900-12-31T23:59:59 | Submitted:Submitted for Approval | Component | Timber:150 X 400:353933 | Level: DECK BEAMS | n/a | n/a | Constraints | n/a | n/a
Base Offset | n/a | 1900-12-31T23:59:59 | Submitted:Submitted for Approval | Component | Timber:150 X 400:353933 | 0 | n/a | n/a | Constraints | n/a | n/a | n/a
Column Location Mark | n/a | 1900-12-31T23:59:59 | Submitted:Submitted for Approval | Component | Timber:150 X 400:353933 | D-4(-1286) | n/a | n/a | Constraints | n/a | n/a
Column Style | n/a | 1900-12-31T23:59:59 | Submitted:Submitted for Approval | Component | Timber:150 X 400:353933 | Vertical | n/a | n/a | Constraints | n/a | n/a
Moves With Grids | n/a | 1900-12-31T23:59:59 | Submitted:Submitted for Approval | Component | Timber:150 X 400:353933 | TRUE | n/a | n/a | Constraints | n/a | n/a | n/a
Top Level | n/a | 1900-12-31T23:59:59 | Submitted:Submitted for Approval | Component | Timber:150 X 400:353933 | Level: Lower Roof - Slab Level | n/a | n/a | Constraints | n/a | n/a
Top Offset | n/a | 1900-12-31T23:59:59 | Submitted:Submitted for Approval | Component | Timber:150 X 400:353933 | 290 | n/a | n/a | Constraints | n/a | n/a | n/a
Volume | n/a | 1900-12-31T23:59:59 | Submitted:Submitted for Approval | Component | Timber:150 X 400:353933 | 0.2187 | n/a | n/a | Dimensions | n/a | n/a | n/a
Structural Material | n/a | 1900-12-31T23:59:59 | Submitted:Submitted for Approval | Component | Timber:150 X 400:353933 | Wood - Dimensional Lumber | n/a | n/a | Materials and Finishes | n/a | n/a
Phase Created | n/a | 1900-12-31T23:59:59 | Submitted:Submitted for Approval | Component | Timber:150 X 400:353933 | New Construction | n/a | n/a | Phasing | n/a | n/a
Enable Analytical Model | n/a | 1900-12-31T23:59:59 | Submitted:Submitted for Approval | Component | Timber:150 X 400:353933 | TRUE | n/a | n/a | Structural | n/a | n/a | n/a
Reference | n/a | 1900-12-31T23:59:59 | Submitted:Submitted for Approval | Component | Timber:150 X 400:353948 | 150 X 400 | n/a | n/a | Pset_ColumnCommon | n/a | n/a
LoadBearing | n/a | 1900-12-31T23:59:59 | Submitted:Submitted for Approval | Component | Timber:150 X 400:353948 | TRUE | n/a | n/a | Pset_ColumnCommon | n/a | n/a | n/a
IsExternal | n/a | 1900-12-31T23:59:59 | Submitted:Submitted for Approval | Component | Timber:150 X 400:353948 | n/a | n/a | n/a | Pset_ColumnCommon | n/a | n/a | n/a
Base Level | n/a | 1900-12-31T23:59:59 | Submitted:Submitted for Approval | Component | Timber:150 X 400:353948 | Level: DECK BEAMS | n/a | n/a | Constraints | n/a | n/a
Base Offset | n/a | 1900-12-31T23:59:59 | Submitted:Submitted for Approval | Component | Timber:150 X 400:353948 | 0 | n/a | n/a | Constraints | n/a | n/a | n/a
Column Location Mark | n/a | 1900-12-31T23:59:59 | Submitted:Submitted for Approval | Component | Timber:150 X 400:353948 | D-4(-1714) | n/a | n/a | Constraints | n/a | n/a
Column Style | n/a | 1900-12-31T23:59:59 | Submitted:Submitted for Approval | Component | Timber:150 X 400:353948 | Vertical | n/a | n/a | Constraints | n/a | n/a
Moves With Grids | n/a | 1900-12-31T23:59:59 | Submitted:Submitted for Approval | Component | Timber:150 X 400:353948 | TRUE | n/a | n/a | Constraints | n/a | n/a | n/a
Top Level | n/a | 1900-12-31T23:59:59 | Submitted:Submitted for Approval | Component | Timber:150 X 400:353948 | Level: Lower Roof - Slab Level | n/a | n/a | Constraints | n/a | n/a
Top Offset | n/a | 1900-12-31T23:59:59 | Submitted:Submitted for Approval | Component | Timber:150 X 400:353948 | 290 | n/a | n/a | Constraints | n/a | n/a | n/a
Volume | n/a | 1900-12-31T23:59:59 | Submitted:Submitted for Approval | Component | Timber:150 X 400:353948 | 0.2187 | n/a | n/a | Dimensions | n/a | n/a | n/a
Structural Material | n/a | 1900-12-31T23:59:59 | Submitted:Submitted for Approval | Component | Timber:150 X 400:353948 | Wood - Dimensional Lumber | n/a | n/a | Materials and Finishes | n/a | n/a
Phase Created | n/a | 1900-12-31T23:59:59 | Submitted:Submitted for Approval | Component | Timber:150 X 400:353948 | New Construction | n/a | n/a | Phasing | n/a | n/a
Enable Analytical Model | n/a | 1900-12-31T23:59:59 | Submitted:Submitted for Approval | Component | Timber:150 X 400:353948 | TRUE | n/a | n/a | Structural | n/a | n/a | n/a
Reference | n/a | 1900-12-31T23:59:59 | Submitted:Submitted for Approval | Component | Timber:150 X 400:353963 | 150 X 400 | n/a | n/a | Pset_ColumnCommon | n/a | n/a
LoadBearing | n/a | 1900-12-31T23:59:59 | Submitted:Submitted for Approval | Component | Timber:150 X 400:353963 | TRUE | n/a | n/a | Pset_ColumnCommon | n/a | n/a | n/a
IsExternal | n/a | 1900-12-31T23:59:59 | Submitted:Submitted for Approval | Component | Timber:150 X 400:353963 | n/a | n/a | n/a | Pset_ColumnCommon | n/a | n/a | n/a
Base Level | n/a | 1900-12-31T23:59:59 | Submitted:Submitted for Approval | Component | Timber:150 X 400:353963 | Level: DECK BEAMS | n/a | n/a | Constraints | n/a | n/a
Base Offset | n/a | 1900-12-31T23:59:59 | Submitted:Submitted for Approval | Component | Timber:150 X 400:353963 | 0 | n/a | n/a | Constraints | n/a | n/a | n/a
Column Location Mark | n/a | 1900-12-31T23:59:59 | Submitted:Submitted for Approval | Component | Timber:150 X 400:353963 | D-4(-2143) | n/a | n/a | Constraints | n/a | n/a
Column Style | n/a | 1900-12-31T23:59:59 | Submitted:Submitted for Approval | Component | Timber:150 X 400:353963 | Vertical | n/a | n/a | Constraints | n/a | n/a
Moves With Grids | n/a | 1900-12-31T23:59:59 | Submitted:Submitted for Approval | Component | Timber:150 X 400:353963 | TRUE | n/a | n/a | Constraints | n/a | n/a | n/a
Top Level | n/a | 1900-12-31T23:59:59 | Submitted:Submitted for Approval | Component | Timber:150 X 400:353963 | Level: Lower Roof - Slab Level | n/a | n/a | Constraints | n/a | n/a
Top Offset | n/a | 1900-12-31T23:59:59 | Submitted:Submitted for Approval | Component | Timber:150 X 400:353963 | 290 | n/a | n/a | Constraints | n/a | n/a | n/a
Volume | n/a | 1900-12-31T23:59:59 | Submitted:Submitted for Approval | Component | Timber:150 X 400:353963 | 0.2187 | n/a | n/a | Dimensions | n/a | n/a | n/a
Structural Material | n/a | 1900-12-31T23:59:59 | Submitted:Submitted for Approval | Component | Timber:150 X 400:353963 | Wood - Dimensional Lumber | n/a | n/a | Materials and Finishes | n/a | n/a
Phase Created | n/a | 1900-12-31T23:59:59 | Submitted:Submitted for Approval | Component | Timber:150 X 400:353963 | New Construction | n/a | n/a | Phasing | n/a | n/a
Enable Analytical Model | n/a | 1900-12-31T23:59:59 | Submitted:Submitted for Approval | Component | Timber:150 X 400:353963 | TRUE | n/a | n/a | Structural | n/a | n/a | n/a
Reference | n/a | 1900-12-31T23:59:59 | Submitted:Submitted for Approval | Component | Timber:150 X 400:354265 | 150 X 400 | n/a | n/a | Pset_ColumnCommon | n/a | n/a
LoadBearing | n/a | 1900-12-31T23:59:59 | Submitted:Submitted for Approval | Component | Timber:150 X 400:354265 | TRUE | n/a | n/a | Pset_ColumnCommon | n/a | n/a | n/a
IsExternal | n/a | 1900-12-31T23:59:59 | Submitted:Submitted for Approval | Component | Timber:150 X 400:354265 | n/a | n/a | n/a | Pset_ColumnCommon | n/a | n/a | n/a
Base Level | n/a | 1900-12-31T23:59:59 | Submitted:Submitted for Approval | Component | Timber:150 X 400:354265 | Level: DECK BEAMS | n/a | n/a | Constraints | n/a | n/a
Base Offset | n/a | 1900-12-31T23:59:59 | Submitted:Submitted for Approval | Component | Timber:150 X 400:354265 | 0 | n/a | n/a | Constraints | n/a | n/a | n/a
Column Location Mark | n/a | 1900-12-31T23:59:59 | Submitted:Submitted for Approval | Component | Timber:150 X 400:354265 | C-4(2143) | n/a | n/a | Constraints | n/a | n/a
Column Style | n/a | 1900-12-31T23:59:59 | Submitted:Submitted for Approval | Component | Timber:150 X 400:354265 | Vertical | n/a | n/a | Constraints | n/a | n/a
Moves With Grids | n/a | 1900-12-31T23:59:59 | Submitted:Submitted for Approval | Component | Timber:150 X 400:354265 | TRUE | n/a | n/a | Constraints | n/a | n/a | n/a
Top Level | n/a | 1900-12-31T23:59:59 | Submitted:Submitted for Approval | Component | Timber:150 X 400:354265 | Level: Lower Roof - Slab Level | n/a | n/a | Constraints | n/a | n/a
Top Offset | n/a | 1900-12-31T23:59:59 | Submitted:Submitted for Approval | Component | Timber:150 X 400:354265 | 290 | n/a | n/a | Constraints | n/a | n/a | n/a
Volume | n/a | 1900-12-31T23:59:59 | Submitted:Submitted for Approval | Component | Timber:150 X 400:354265 | 0.2187 | n/a | n/a | Dimensions | n/a | n/a | n/a
Structural Material | n/a | 1900-12-31T23:59:59 | Submitted:Submitted for Approval | Component | Timber:150 X 400:354265 | Wood - Dimensional Lumber | n/a | n/a | Materials and Finishes | n/a | n/a
Phase Created | n/a | 1900-12-31T23:59:59 | Submitted:Submitted for Approval | Component | Timber:150 X 400:354265 | New Construction | n/a | n/a | Phasing | n/a | n/a
Enable Analytical Model | n/a | 1900-12-31T23:59:59 | Submitted:Submitted for Approval | Component | Timber:150 X 400:354265 | TRUE | n/a | n/a | Structural | n/a | n/a | n/a
Reference | n/a | 1900-12-31T23:59:59 | Submitted:Submitted for Approval | Component | Timber:150 X 400:354280 | 150 X 400 | n/a | n/a | Pset_ColumnCommon | n/a | n/a
LoadBearing | n/a | 1900-12-31T23:59:59 | Submitted:Submitted for Approval | Component | Timber:150 X 400:354280 | TRUE | n/a | n/a | Pset_ColumnCommon | n/a | n/a | n/a
IsExternal | n/a | 1900-12-31T23:59:59 | Submitted:Submitted for Approval | Component | Timber:150 X 400:354280 | n/a | n/a | n/a | Pset_ColumnCommon | n/a | n/a | n/a
Base Level | n/a | 1900-12-31T23:59:59 | Submitted:Submitted for Approval | Component | Timber:150 X 400:354280 | Level: DECK BEAMS | n/a | n/a | Constraints | n/a | n/a
Base Offset | n/a | 1900-12-31T23:59:59 | Submitted:Submitted for Approval | Component | Timber:150 X 400:354280 | 0 | n/a | n/a | Constraints | n/a | n/a | n/a
Column Location Mark | n/a | 1900-12-31T23:59:59 | Submitted:Submitted for Approval | Component | Timber:150 X 400:354280 | C-4(1714) | n/a | n/a | Constraints | n/a | n/a
Column Style | n/a | 1900-12-31T23:59:59 | Submitted:Submitted for Approval | Component | Timber:150 X 400:354280 | Vertical | n/a | n/a | Constraints | n/a | n/a
Moves With Grids | n/a | 1900-12-31T23:59:59 | Submitted:Submitted for Approval | Component | Timber:150 X 400:354280 | TRUE | n/a | n/a | Constraints | n/a | n/a | n/a
Top Level | n/a | 1900-12-31T23:59:59 | Submitted:Submitted for Approval | Component | Timber:150 X 400:354280 | Level: Lower Roof - Slab Level | n/a | n/a | Constraints | n/a | n/a
Top Offset | n/a | 1900-12-31T23:59:59 | Submitted:Submitted for Approval | Component | Timber:150 X 400:354280 | 290 | n/a | n/a | Constraints | n/a | n/a | n/a
Volume | n/a | 1900-12-31T23:59:59 | Submitted:Submitted for Approval | Component | Timber:150 X 400:354280 | 0.2187 | n/a | n/a | Dimensions | n/a | n/a | n/a
Structural Material | n/a | 1900-12-31T23:59:59 | Submitted:Submitted for Approval | Component | Timber:150 X 400:354280 | Wood - Dimensional Lumber | n/a | n/a | Materials and Finishes | n/a | n/a
Phase Created | n/a | 1900-12-31T23:59:59 | Submitted:Submitted for Approval | Component | Timber:150 X 400:354280 | New Construction | n/a | n/a | Phasing | n/a | n/a
Enable Analytical Model | n/a | 1900-12-31T23:59:59 | Submitted:Submitted for Approval | Component | Timber:150 X 400:354280 | TRUE | n/a | n/a | Structural | n/a | n/a | n/a
Reference | n/a | 1900-12-31T23:59:59 | Submitted:Submitted for Approval | Component | Timber:150 X 400:354295 | 150 X 400 | n/a | n/a | Pset_ColumnCommon | n/a | n/a
LoadBearing | n/a | 1900-12-31T23:59:59 | Submitted:Submitted for Approval | Component | Timber:150 X 400:354295 | TRUE | n/a | n/a | Pset_ColumnCommon | n/a | n/a | n/a
IsExternal | n/a | 1900-12-31T23:59:59 | Submitted:Submitted for Approval | Component | Timber:150 X 400:354295 | n/a | n/a | n/a | Pset_ColumnCommon | n/a | n/a | n/a
Base Level | n/a | 1900-12-31T23:59:59 | Submitted:Submitted for Approval | Component | Timber:150 X 400:354295 | Level: DECK BEAMS | n/a | n/a | Constraints | n/a | n/a
Base Offset | n/a | 1900-12-31T23:59:59 | Submitted:Submitted for Approval | Component | Timber:150 X 400:354295 | 0 | n/a | n/a | Constraints | n/a | n/a | n/a
Column Location Mark | n/a | 1900-12-31T23:59:59 | Submitted:Submitted for Approval | Component | Timber:150 X 400:354295 | C-4(1286) | n/a | n/a | Constraints | n/a | n/a
Column Style | n/a | 1900-12-31T23:59:59 | Submitted:Submitted for Approval | Component | Timber:150 X 400:354295 | Vertical | n/a | n/a | Constraints | n/a | n/a
Moves With Grids | n/a | 1900-12-31T23:59:59 | Submitted:Submitted for Approval | Component | Timber:150 X 400:354295 | TRUE | n/a | n/a | Constraints | n/a | n/a | n/a
Top Level | n/a | 1900-12-31T23:59:59 | Submitted:Submitted for Approval | Component | Timber:150 X 400:354295 | Level: Lower Roof - Slab Level | n/a | n/a | Constraints | n/a | n/a
Top Offset | n/a | 1900-12-31T23:59:59 | Submitted:Submitted for Approval | Component | Timber:150 X 400:354295 | 290 | n/a | n/a | Constraints | n/a | n/a | n/a
Volume | n/a | 1900-12-31T23:59:59 | Submitted:Submitted for Approval | Component | Timber:150 X 400:354295 | 0.2187 | n/a | n/a | Dimensions | n/a | n/a | n/a
Structural Material | n/a | 1900-12-31T23:59:59 | Submitted:Submitted for Approval | Component | Timber:150 X 400:354295 | Wood - Dimensional Lumber | n/a | n/a | Materials and Finishes | n/a | n/a
Phase Created | n/a | 1900-12-31T23:59:59 | Submitted:Submitted for Approval | Component | Timber:150 X 400:354295 | New Construction | n/a | n/a | Phasing | n/a | n/a
Enable Analytical Model | n/a | 1900-12-31T23:59:59 | Submitted:Submitted for Approval | Component | Timber:150 X 400:354295 | TRUE | n/a | n/a | Structural | n/a | n/a | n/a
Reference | n/a | 1900-12-31T23:59:59 | Submitted:Submitted for Approval | Component | Timber:150 X 400:354310 | 150 X 400 | n/a | n/a | Pset_ColumnCommon | n/a | n/a
LoadBearing | n/a | 1900-12-31T23:59:59 | Submitted:Submitted for Approval | Component | Timber:150 X 400:354310 | TRUE | n/a | n/a | Pset_ColumnCommon | n/a | n/a | n/a
IsExternal | n/a | 1900-12-31T23:59:59 | Submitted:Submitted for Approval | Component | Timber:150 X 400:354310 | n/a | n/a | n/a | Pset_ColumnCommon | n/a | n/a | n/a
Base Level | n/a | 1900-12-31T23:59:59 | Submitted:Submitted for Approval | Component | Timber:150 X 400:354310 | Level: DECK BEAMS | n/a | n/a | Constraints | n/a | n/a
Base Offset | n/a | 1900-12-31T23:59:59 | Submitted:Submitted for Approval | Component | Timber:150 X 400:354310 | 0 | n/a | n/a | Constraints | n/a | n/a | n/a
Column Location Mark | n/a | 1900-12-31T23:59:59 | Submitted:Submitted for Approval | Component | Timber:150 X 400:354310 | C-4(857) | n/a | n/a | Constraints | n/a | n/a
Column Style | n/a | 1900-12-31T23:59:59 | Submitted:Submitted for Approval | Component | Timber:150 X 400:354310 | Vertical | n/a | n/a | Constraints | n/a | n/a
Moves With Grids | n/a | 1900-12-31T23:59:59 | Submitted:Submitted for Approval | Component | Timber:150 X 400:354310 | TRUE | n/a | n/a | Constraints | n/a | n/a | n/a
Top Level | n/a | 1900-12-31T23:59:59 | Submitted:Submitted for Approval | Component | Timber:150 X 400:354310 | Level: Lower Roof - Slab Level | n/a | n/a | Constraints | n/a | n/a
Top Offset | n/a | 1900-12-31T23:59:59 | Submitted:Submitted for Approval | Component | Timber:150 X 400:354310 | 290 | n/a | n/a | Constraints | n/a | n/a | n/a
Volume | n/a | 1900-12-31T23:59:59 | Submitted:Submitted for Approval | Component | Timber:150 X 400:354310 | 0.2187 | n/a | n/a | Dimensions | n/a | n/a | n/a
Structural Material | n/a | 1900-12-31T23:59:59 | Submitted:Submitted for Approval | Component | Timber:150 X 400:354310 | Wood - Dimensional Lumber | n/a | n/a | Materials and Finishes | n/a | n/a
Phase Created | n/a | 1900-12-31T23:59:59 | Submitted:Submitted for Approval | Component | Timber:150 X 400:354310 | New Construction | n/a | n/a | Phasing | n/a | n/a
Enable Analytical Model | n/a | 1900-12-31T23:59:59 | Submitted:Submitted for Approval | Component | Timber:150 X 400:354310 | TRUE | n/a | n/a | Structural | n/a | n/a | n/a
Reference | n/a | 1900-12-31T23:59:59 | Submitted:Submitted for Approval | Component | Timber:150 X 400:354350 | 150 X 400 | n/a | n/a | Pset_ColumnCommon | n/a | n/a
LoadBearing | n/a | 1900-12-31T23:59:59 | Submitted:Submitted for Approval | Component | Timber:150 X 400:354350 | TRUE | n/a | n/a | Pset_ColumnCommon | n/a | n/a | n/a
IsExternal | n/a | 1900-12-31T23:59:59 | Submitted:Submitted for Approval | Component | Timber:150 X 400:354350 | n/a | n/a | n/a | Pset_ColumnCommon | n/a | n/a | n/a
Base Level | n/a | 1900-12-31T23:59:59 | Submitted:Submitted for Approval | Component | Timber:150 X 400:354350 | Level: DECK BEAMS | n/a | n/a | Constraints | n/a | n/a
Base Offset | n/a | 1900-12-31T23:59:59 | Submitted:Submitted for Approval | Component | Timber:150 X 400:354350 | 0 | n/a | n/a | Constraints | n/a | n/a | n/a
Column Location Mark | n/a | 1900-12-31T23:59:59 | Submitted:Submitted for Approval | Component | Timber:150 X 400:354350 | C-4(429) | n/a | n/a | Constraints | n/a | n/a
Column Style | n/a | 1900-12-31T23:59:59 | Submitted:Submitted for Approval | Component | Timber:150 X 400:354350 | Vertical | n/a | n/a | Constraints | n/a | n/a
Moves With Grids | n/a | 1900-12-31T23:59:59 | Submitted:Submitted for Approval | Component | Timber:150 X 400:354350 | TRUE | n/a | n/a | Constraints | n/a | n/a | n/a
Top Level | n/a | 1900-12-31T23:59:59 | Submitted:Submitted for Approval | Component | Timber:150 X 400:354350 | Level: Lower Roof - Slab Level | n/a | n/a | Constraints | n/a | n/a
Top Offset | n/a | 1900-12-31T23:59:59 | Submitted:Submitted for Approval | Component | Timber:150 X 400:354350 | 290 | n/a | n/a | Constraints | n/a | n/a | n/a
Volume | n/a | 1900-12-31T23:59:59 | Submitted:Submitted for Approval | Component | Timber:150 X 400:354350 | 0.2187 | n/a | n/a | Dimensions | n/a | n/a | n/a
Structural Material | n/a | 1900-12-31T23:59:59 | Submitted:Submitted for Approval | Component | Timber:150 X 400:354350 | Wood - Dimensional Lumber | n/a | n/a | Materials and Finishes | n/a | n/a
Phase Created | n/a | 1900-12-31T23:59:59 | Submitted:Submitted for Approval | Component | Timber:150 X 400:354350 | New Construction | n/a | n/a | Phasing | n/a | n/a
Enable Analytical Model | n/a | 1900-12-31T23:59:59 | Submitted:Submitted for Approval | Component | Timber:150 X 400:354350 | TRUE | n/a | n/a | Structural | n/a | n/a | n/a
Reference | n/a | 1900-12-31T23:59:59 | Submitted:Submitted for Approval | Component | Timber:150 X 400:354365 | 150 X 400 | n/a | n/a | Pset_ColumnCommon | n/a | n/a
LoadBearing | n/a | 1900-12-31T23:59:59 | Submitted:Submitted for Approval | Component | Timber:150 X 400:354365 | TRUE | n/a | n/a | Pset_ColumnCommon | n/a | n/a | n/a
IsExternal | n/a | 1900-12-31T23:59:59 | Submitted:Submitted for Approval | Component | Timber:150 X 400:354365 | n/a | n/a | n/a | Pset_ColumnCommon | n/a | n/a | n/a
Base Level | n/a | 1900-12-31T23:59:59 | Submitted:Submitted for Approval | Component | Timber:150 X 400:354365 | Level: DECK BEAMS | n/a | n/a | Constraints | n/a | n/a
Base Offset | n/a | 1900-12-31T23:59:59 | Submitted:Submitted for Approval | Component | Timber:150 X 400:354365 | 0 | n/a | n/a | Constraints | n/a | n/a | n/a
Column Location Mark | n/a | 1900-12-31T23:59:59 | Submitted:Submitted for Approval | Component | Timber:150 X 400:354365 | C-4 | n/a | n/a | Constraints | n/a | n/a
Column Style | n/a | 1900-12-31T23:59:59 | Submitted:Submitted for Approval | Component | Timber:150 X 400:354365 | Vertical | n/a | n/a | Constraints | n/a | n/a
Moves With Grids | n/a | 1900-12-31T23:59:59 | Submitted:Submitted for Approval | Component | Timber:150 X 400:354365 | TRUE | n/a | n/a | Constraints | n/a | n/a | n/a
Top Level | n/a | 1900-12-31T23:59:59 | Submitted:Submitted for Approval | Component | Timber:150 X 400:354365 | Level: Lower Roof - Slab Level | n/a | n/a | Constraints | n/a | n/a
Top Offset | n/a | 1900-12-31T23:59:59 | Submitted:Submitted for Approval | Component | Timber:150 X 400:354365 | 290 | n/a | n/a | Constraints | n/a | n/a | n/a
Volume | n/a | 1900-12-31T23:59:59 | Submitted:Submitted for Approval | Component | Timber:150 X 400:354365 | 0.2187 | n/a | n/a | Dimensions | n/a | n/a | n/a
Structural Material | n/a | 1900-12-31T23:59:59 | Submitted:Submitted for Approval | Component | Timber:150 X 400:354365 | Wood - Dimensional Lumber | n/a | n/a | Materials and Finishes | n/a | n/a
Phase Created | n/a | 1900-12-31T23:59:59 | Submitted:Submitted for Approval | Component | Timber:150 X 400:354365 | New Construction | n/a | n/a | Phasing | n/a | n/a
Enable Analytical Model | n/a | 1900-12-31T23:59:59 | Submitted:Submitted for Approval | Component | Timber:150 X 400:354365 | TRUE | n/a | n/a | Structural | n/a | n/a | n/a
b | n/a | 1900-12-31T23:59:59 | Submitted:Submitted for Approval | Type | 200 X 200 | 200 | n/a | n/a | Dimensions | n/a | n/a | n/a
d | n/a | 1900-12-31T23:59:59 | Submitted:Submitted for Approval | Type | 200 X 200 | 200 | n/a | n/a | Dimensions | n/a | n/a | n/a
Assembly Code | n/a | 1900-12-31T23:59:59 | Submitted:Submitted for Approval | Type | 200 X 200 |  | n/a | n/a | Identity Data | n/a | n/a
Assembly Description | n/a | 1900-12-31T23:59:59 | Submitted:Submitted for Approval | Type | 200 X 200 |  | n/a | n/a | Identity Data | n/a | n/a
Keynote | n/a | 1900-12-31T23:59:59 | Submitted:Submitted for Approval | Type | 200 X 200 | G20 | n/a | n/a | Identity Data | n/a | n/a
OmniClass Number | n/a | 1900-12-31T23:59:59 | Submitted:Submitted for Approval | Type | 200 X 200 |  | n/a | n/a | Identity Data | n/a | n/a
OmniClass Title | n/a | 1900-12-31T23:59:59 | Submitted:Submitted for Approval | Type | 200 X 200 |  | n/a | n/a | Identity Data | n/a | n/a
A | n/a | 1900-12-31T23:59:59 | Submitted:Submitted for Approval | Type | 200 X 200 | 0.01952 | n/a | n/a | Structural | n/a | n/a | n/a
Reference | n/a | 1900-12-31T23:59:59 | Submitted:Submitted for Approval | Component | Timber:200 X 200:283588 | 200 X 200 | n/a | n/a | Pset_ColumnCommon | n/a | n/a
LoadBearing | n/a | 1900-12-31T23:59:59 | Submitted:Submitted for Approval | Component | Timber:200 X 200:283588 | TRUE | n/a | n/a | Pset_ColumnCommon | n/a | n/a | n/a
IsExternal | n/a | 1900-12-31T23:59:59 | Submitted:Submitted for Approval | Component | Timber:200 X 200:283588 | n/a | n/a | n/a | Pset_ColumnCommon | n/a | n/a | n/a
Base Level | n/a | 1900-12-31T23:59:59 | Submitted:Submitted for Approval | Component | Timber:200 X 200:283588 | Level: Ground Floor | n/a | n/a | Constraints | n/a | n/a
Base Offset | n/a | 1900-12-31T23:59:59 | Submitted:Submitted for Approval | Component | Timber:200 X 200:283588 | 0 | n/a | n/a | Constraints | n/a | n/a | n/a
Column Location Mark | n/a | 1900-12-31T23:59:59 | Submitted:Submitted for Approval | Component | Timber:200 X 200:283588 | D-1a | n/a | n/a | Constraints | n/a | n/a
Column Style | n/a | 1900-12-31T23:59:59 | Submitted:Submitted for Approval | Component | Timber:200 X 200:283588 | Vertical | n/a | n/a | Constraints | n/a | n/a
Moves With Grids | n/a | 1900-12-31T23:59:59 | Submitted:Submitted for Approval | Component | Timber:200 X 200:283588 | TRUE | n/a | n/a | Constraints | n/a | n/a | n/a
Top Level | n/a | 1900-12-31T23:59:59 | Submitted:Submitted for Approval | Component | Timber:200 X 200:283588 | Level: Roof Over Main Beams | n/a | n/a | Constraints | n/a | n/a
Top Offset | n/a | 1900-12-31T23:59:59 | Submitted:Submitted for Approval | Component | Timber:200 X 200:283588 | 600 | n/a | n/a | Constraints | n/a | n/a | n/a
Volume | n/a | 1900-12-31T23:59:59 | Submitted:Submitted for Approval | Component | Timber:200 X 200:283588 | 0.184 | n/a | n/a | Dimensions | n/a | n/a | n/a
Structural Material | n/a | 1900-12-31T23:59:59 | Submitted:Submitted for Approval | Component | Timber:200 X 200:283588 | Wood - Dimensional Lumber | n/a | n/a | Materials and Finishes | n/a | n/a
Phase Created | n/a | 1900-12-31T23:59:59 | Submitted:Submitted for Approval | Component | Timber:200 X 200:283588 | New Construction | n/a | n/a | Phasing | n/a | n/a
Enable Analytical Model | n/a | 1900-12-31T23:59:59 | Submitted:Submitted for Approval | Component | Timber:200 X 200:283588 | TRUE | n/a | n/a | Structural | n/a | n/a | n/a
b | n/a | 1900-12-31T23:59:59 | Submitted:Submitted for Approval | Type | 200 X 400 | 200 | n/a | n/a | Dimensions | n/a | n/a | n/a
d | n/a | 1900-12-31T23:59:59 | Submitted:Submitted for Approval | Type | 200 X 400 | 400 | n/a | n/a | Dimensions | n/a | n/a | n/a
Assembly Code | n/a | 1900-12-31T23:59:59 | Submitted:Submitted for Approval | Type | 200 X 400 |  | n/a | n/a | Identity Data | n/a | n/a
Assembly Description | n/a | 1900-12-31T23:59:59 | Submitted:Submitted for Approval | Type | 200 X 400 |  | n/a | n/a | Identity Data | n/a | n/a
Keynote | n/a | 1900-12-31T23:59:59 | Submitted:Submitted for Approval | Type | 200 X 400 | G20 | n/a | n/a | Identity Data | n/a | n/a
OmniClass Number | n/a | 1900-12-31T23:59:59 | Submitted:Submitted for Approval | Type | 200 X 400 |  | n/a | n/a | Identity Data | n/a | n/a
OmniClass Title | n/a | 1900-12-31T23:59:59 | Submitted:Submitted for Approval | Type | 200 X 400 |  | n/a | n/a | Identity Data | n/a | n/a
A | n/a | 1900-12-31T23:59:59 | Submitted:Submitted for Approval | Type | 200 X 400 | 0.01952 | n/a | n/a | Structural | n/a | n/a | n/a
Reference | n/a | 1900-12-31T23:59:59 | Submitted:Submitted for Approval | Component | Timber:200 X 400:283903 | 200 X 400 | n/a | n/a | Pset_ColumnCommon | n/a | n/a
LoadBearing | n/a | 1900-12-31T23:59:59 | Submitted:Submitted for Approval | Component | Timber:200 X 400:283903 | TRUE | n/a | n/a | Pset_ColumnCommon | n/a | n/a | n/a
IsExternal | n/a | 1900-12-31T23:59:59 | Submitted:Submitted for Approval | Component | Timber:200 X 400:283903 | n/a | n/a | n/a | Pset_ColumnCommon | n/a | n/a | n/a
Base Level | n/a | 1900-12-31T23:59:59 | Submitted:Submitted for Approval | Component | Timber:200 X 400:283903 | Level: Ground Floor | n/a | n/a | Constraints | n/a | n/a
Base Offset | n/a | 1900-12-31T23:59:59 | Submitted:Submitted for Approval | Component | Timber:200 X 400:283903 | 0 | n/a | n/a | Constraints | n/a | n/a | n/a
Column Location Mark | n/a | 1900-12-31T23:59:59 | Submitted:Submitted for Approval | Component | Timber:200 X 400:283903 | E-6 | n/a | n/a | Constraints | n/a | n/a
Column Style | n/a | 1900-12-31T23:59:59 | Submitted:Submitted for Approval | Component | Timber:200 X 400:283903 | Vertical | n/a | n/a | Constraints | n/a | n/a
Moves With Grids | n/a | 1900-12-31T23:59:59 | Submitted:Submitted for Approval | Component | Timber:200 X 400:283903 | TRUE | n/a | n/a | Constraints | n/a | n/a | n/a
Top Level | n/a | 1900-12-31T23:59:59 | Submitted:Submitted for Approval | Component | Timber:200 X 400:283903 | Level: Roof Over Main Beams | n/a | n/a | Constraints | n/a | n/a
Top Offset | n/a | 1900-12-31T23:59:59 | Submitted:Submitted for Approval | Component | Timber:200 X 400:283903 | 1560 | n/a | n/a | Constraints | n/a | n/a | n/a
Volume | n/a | 1900-12-31T23:59:59 | Submitted:Submitted for Approval | Component | Timber:200 X 400:283903 | 0.4448 | n/a | n/a | Dimensions | n/a | n/a | n/a
Structural Material | n/a | 1900-12-31T23:59:59 | Submitted:Submitted for Approval | Component | Timber:200 X 400:283903 | Wood - Dimensional Lumber | n/a | n/a | Materials and Finishes | n/a | n/a
Phase Created | n/a | 1900-12-31T23:59:59 | Submitted:Submitted for Approval | Component | Timber:200 X 400:283903 | New Construction | n/a | n/a | Phasing | n/a | n/a
Enable Analytical Model | n/a | 1900-12-31T23:59:59 | Submitted:Submitted for Approval | Component | Timber:200 X 400:283903 | TRUE | n/a | n/a | Structural | n/a | n/a | n/a
b | n/a | 1900-12-31T23:59:59 | Submitted:Submitted for Approval | Type | 150 X 400 | 150 | n/a | n/a | Dimensions | n/a | n/a | n/a
d | n/a | 1900-12-31T23:59:59 | Submitted:Submitted for Approval | Type | 150 X 400 | 400 | n/a | n/a | Dimensions | n/a | n/a | n/a
Assembly Code | n/a | 1900-12-31T23:59:59 | Submitted:Submitted for Approval | Type | 150 X 400 |  | n/a | n/a | Identity Data | n/a | n/a
Assembly Description | n/a | 1900-12-31T23:59:59 | Submitted:Submitted for Approval | Type | 150 X 400 |  | n/a | n/a | Identity Data | n/a | n/a
Keynote | n/a | 1900-12-31T23:59:59 | Submitted:Submitted for Approval | Type | 150 X 400 | G20 | n/a | n/a | Identity Data | n/a | n/a
OmniClass Number | n/a | 1900-12-31T23:59:59 | Submitted:Submitted for Approval | Type | 150 X 400 |  | n/a | n/a | Identity Data | n/a | n/a
OmniClass Title | n/a | 1900-12-31T23:59:59 | Submitted:Submitted for Approval | Type | 150 X 400 |  | n/a | n/a | Identity Data | n/a | n/a
A | n/a | 1900-12-31T23:59:59 | Submitted:Submitted for Approval | Type | 150 X 400 | 0.01952 | n/a | n/a | Structural | n/a | n/a | n/a
Reference | n/a | 1900-12-31T23:59:59 | Submitted:Submitted for Approval | Component | Timber:150 X 400:283968 | 150 X 400 | n/a | n/a | Pset_ColumnCommon | n/a | n/a
LoadBearing | n/a | 1900-12-31T23:59:59 | Submitted:Submitted for Approval | Component | Timber:150 X 400:283968 | TRUE | n/a | n/a | Pset_ColumnCommon | n/a | n/a | n/a
IsExternal | n/a | 1900-12-31T23:59:59 | Submitted:Submitted for Approval | Component | Timber:150 X 400:283968 | n/a | n/a | n/a | Pset_ColumnCommon | n/a | n/a | n/a
Base Level | n/a | 1900-12-31T23:59:59 | Submitted:Submitted for Approval | Component | Timber:150 X 400:283968 | Level: Ground Floor | n/a | n/a | Constraints | n/a | n/a
Base Offset | n/a | 1900-12-31T23:59:59 | Submitted:Submitted for Approval | Component | Timber:150 X 400:283968 | 0 | n/a | n/a | Constraints | n/a | n/a | n/a
Column Location Mark | n/a | 1900-12-31T23:59:59 | Submitted:Submitted for Approval | Component | Timber:150 X 400:283968 | E-5a(450) | n/a | n/a | Constraints | n/a | n/a
Column Style | n/a | 1900-12-31T23:59:59 | Submitted:Submitted for Approval | Component | Timber:150 X 400:283968 | Vertical | n/a | n/a | Constraints | n/a | n/a
Moves With Grids | n/a | 1900-12-31T23:59:59 | Submitted:Submitted for Approval | Component | Timber:150 X 400:283968 | TRUE | n/a | n/a | Constraints | n/a | n/a | n/a
Top Level | n/a | 1900-12-31T23:59:59 | Submitted:Submitted for Approval | Component | Timber:150 X 400:283968 | Level: Roof Over Main Beams | n/a | n/a | Constraints | n/a | n/a
Top Offset | n/a | 1900-12-31T23:59:59 | Submitted:Submitted for Approval | Component | Timber:150 X 400:283968 | 1600 | n/a | n/a | Constraints | n/a | n/a | n/a
Volume | n/a | 1900-12-31T23:59:59 | Submitted:Submitted for Approval | Component | Timber:150 X 400:283968 | 0.336 | n/a | n/a | Dimensions | n/a | n/a | n/a
Structural Material | n/a | 1900-12-31T23:59:59 | Submitted:Submitted for Approval | Component | Timber:150 X 400:283968 | Wood - Dimensional Lumber | n/a | n/a | Materials and Finishes | n/a | n/a
Phase Created | n/a | 1900-12-31T23:59:59 | Submitted:Submitted for Approval | Component | Timber:150 X 400:283968 | New Construction | n/a | n/a | Phasing | n/a | n/a
Enable Analytical Model | n/a | 1900-12-31T23:59:59 | Submitted:Submitted for Approval | Component | Timber:150 X 400:283968 | TRUE | n/a | n/a | Structural | n/a | n/a | n/a
Reference | n/a | 1900-12-31T23:59:59 | Submitted:Submitted for Approval | Component | Timber:150 X 400:284079 | 150 X 400 | n/a | n/a | Pset_ColumnCommon | n/a | n/a
LoadBearing | n/a | 1900-12-31T23:59:59 | Submitted:Submitted for Approval | Component | Timber:150 X 400:284079 | TRUE | n/a | n/a | Pset_ColumnCommon | n/a | n/a | n/a
IsExternal | n/a | 1900-12-31T23:59:59 | Submitted:Submitted for Approval | Component | Timber:150 X 400:284079 | n/a | n/a | n/a | Pset_ColumnCommon | n/a | n/a | n/a
Base Level | n/a | 1900-12-31T23:59:59 | Submitted:Submitted for Approval | Component | Timber:150 X 400:284079 | Level: Ground Floor | n/a | n/a | Constraints | n/a | n/a
Base Offset | n/a | 1900-12-31T23:59:59 | Submitted:Submitted for Approval | Component | Timber:150 X 400:284079 | 0 | n/a | n/a | Constraints | n/a | n/a | n/a
Column Location Mark | n/a | 1900-12-31T23:59:59 | Submitted:Submitted for Approval | Component | Timber:150 X 400:284079 | E-6(-450) | n/a | n/a | Constraints | n/a | n/a
Column Style | n/a | 1900-12-31T23:59:59 | Submitted:Submitted for Approval | Component | Timber:150 X 400:284079 | Vertical | n/a | n/a | Constraints | n/a | n/a
Moves With Grids | n/a | 1900-12-31T23:59:59 | Submitted:Submitted for Approval | Component | Timber:150 X 400:284079 | TRUE | n/a | n/a | Constraints | n/a | n/a | n/a
Top Level | n/a | 1900-12-31T23:59:59 | Submitted:Submitted for Approval | Component | Timber:150 X 400:284079 | Level: Roof Over Main Beams | n/a | n/a | Constraints | n/a | n/a
Top Offset | n/a | 1900-12-31T23:59:59 | Submitted:Submitted for Approval | Component | Timber:150 X 400:284079 | 1600 | n/a | n/a | Constraints | n/a | n/a | n/a
Volume | n/a | 1900-12-31T23:59:59 | Submitted:Submitted for Approval | Component | Timber:150 X 400:284079 | 0.336 | n/a | n/a | Dimensions | n/a | n/a | n/a
Structural Material | n/a | 1900-12-31T23:59:59 | Submitted:Submitted for Approval | Component | Timber:150 X 400:284079 | Wood - Dimensional Lumber | n/a | n/a | Materials and Finishes | n/a | n/a
Phase Created | n/a | 1900-12-31T23:59:59 | Submitted:Submitted for Approval | Component | Timber:150 X 400:284079 | New Construction | n/a | n/a | Phasing | n/a | n/a
Enable Analytical Model | n/a | 1900-12-31T23:59:59 | Submitted:Submitted for Approval | Component | Timber:150 X 400:284079 | TRUE | n/a | n/a | Structural | n/a | n/a | n/a
Reference | n/a | 1900-12-31T23:59:59 | Submitted:Submitted for Approval | Component | Timber:150 X 400:284112 | 150 X 400 | n/a | n/a | Pset_ColumnCommon | n/a | n/a
LoadBearing | n/a | 1900-12-31T23:59:59 | Submitted:Submitted for Approval | Component | Timber:150 X 400:284112 | TRUE | n/a | n/a | Pset_ColumnCommon | n/a | n/a | n/a
IsExternal | n/a | 1900-12-31T23:59:59 | Submitted:Submitted for Approval | Component | Timber:150 X 400:284112 | n/a | n/a | n/a | Pset_ColumnCommon | n/a | n/a | n/a
Base Level | n/a | 1900-12-31T23:59:59 | Submitted:Submitted for Approval | Component | Timber:150 X 400:284112 | Level: Ground Floor | n/a | n/a | Constraints | n/a | n/a
Base Offset | n/a | 1900-12-31T23:59:59 | Submitted:Submitted for Approval | Component | Timber:150 X 400:284112 | 0 | n/a | n/a | Constraints | n/a | n/a | n/a
Column Location Mark | n/a | 1900-12-31T23:59:59 | Submitted:Submitted for Approval | Component | Timber:150 X 400:284112 | E-5a(800) | n/a | n/a | Constraints | n/a | n/a
Column Style | n/a | 1900-12-31T23:59:59 | Submitted:Submitted for Approval | Component | Timber:150 X 400:284112 | Vertical | n/a | n/a | Constraints | n/a | n/a
Moves With Grids | n/a | 1900-12-31T23:59:59 | Submitted:Submitted for Approval | Component | Timber:150 X 400:284112 | TRUE | n/a | n/a | Constraints | n/a | n/a | n/a
Top Level | n/a | 1900-12-31T23:59:59 | Submitted:Submitted for Approval | Component | Timber:150 X 400:284112 | Level: Roof Over Main Beams | n/a | n/a | Constraints | n/a | n/a
Top Offset | n/a | 1900-12-31T23:59:59 | Submitted:Submitted for Approval | Component | Timber:150 X 400:284112 | 1600 | n/a | n/a | Constraints | n/a | n/a | n/a
Volume | n/a | 1900-12-31T23:59:59 | Submitted:Submitted for Approval | Component | Timber:150 X 400:284112 | 0.336 | n/a | n/a | Dimensions | n/a | n/a | n/a
Structural Material | n/a | 1900-12-31T23:59:59 | Submitted:Submitted for Approval | Component | Timber:150 X 400:284112 | Wood - Dimensional Lumber | n/a | n/a | Materials and Finishes | n/a | n/a
Phase Created | n/a | 1900-12-31T23:59:59 | Submitted:Submitted for Approval | Component | Timber:150 X 400:284112 | New Construction | n/a | n/a | Phasing | n/a | n/a
Enable Analytical Model | n/a | 1900-12-31T23:59:59 | Submitted:Submitted for Approval | Component | Timber:150 X 400:284112 | TRUE | n/a | n/a | Structural | n/a | n/a | n/a
b | n/a | 1900-12-31T23:59:59 | Submitted:Submitted for Approval | Type | 150 X 400 | 150 | n/a | n/a | Dimensions | n/a | n/a | n/a
d | n/a | 1900-12-31T23:59:59 | Submitted:Submitted for Approval | Type | 150 X 400 | 400 | n/a | n/a | Dimensions | n/a | n/a | n/a
Assembly Code | n/a | 1900-12-31T23:59:59 | Submitted:Submitted for Approval | Type | 150 X 400 |  | n/a | n/a | Identity Data | n/a | n/a
Assembly Description | n/a | 1900-12-31T23:59:59 | Submitted:Submitted for Approval | Type | 150 X 400 |  | n/a | n/a | Identity Data | n/a | n/a
Keynote | n/a | 1900-12-31T23:59:59 | Submitted:Submitted for Approval | Type | 150 X 400 | G20 | n/a | n/a | Identity Data | n/a | n/a
OmniClass Number | n/a | 1900-12-31T23:59:59 | Submitted:Submitted for Approval | Type | 150 X 400 |  | n/a | n/a | Identity Data | n/a | n/a
OmniClass Title | n/a | 1900-12-31T23:59:59 | Submitted:Submitted for Approval | Type | 150 X 400 |  | n/a | n/a | Identity Data | n/a | n/a
A | n/a | 1900-12-31T23:59:59 | Submitted:Submitted for Approval | Type | 150 X 400 | 0.01952 | n/a | n/a | Structural | n/a | n/a | n/a
Reference | n/a | 1900-12-31T23:59:59 | Submitted:Submitted for Approval | Component | Timber:150 X 400:284237 | 150 X 400 | n/a | n/a | Pset_ColumnCommon | n/a | n/a
LoadBearing | n/a | 1900-12-31T23:59:59 | Submitted:Submitted for Approval | Component | Timber:150 X 400:284237 | TRUE | n/a | n/a | Pset_ColumnCommon | n/a | n/a | n/a
IsExternal | n/a | 1900-12-31T23:59:59 | Submitted:Submitted for Approval | Component | Timber:150 X 400:284237 | n/a | n/a | n/a | Pset_ColumnCommon | n/a | n/a | n/a
Base Level | n/a | 1900-12-31T23:59:59 | Submitted:Submitted for Approval | Component | Timber:150 X 400:284237 | Level: Ground Floor | n/a | n/a | Constraints | n/a | n/a
Base Offset | n/a | 1900-12-31T23:59:59 | Submitted:Submitted for Approval | Component | Timber:150 X 400:284237 | 0 | n/a | n/a | Constraints | n/a | n/a | n/a
Column Location Mark | n/a | 1900-12-31T23:59:59 | Submitted:Submitted for Approval | Component | Timber:150 X 400:284237 | E-5a(-400) | n/a | n/a | Constraints | n/a | n/a
Column Style | n/a | 1900-12-31T23:59:59 | Submitted:Submitted for Approval | Component | Timber:150 X 400:284237 | Vertical | n/a | n/a | Constraints | n/a | n/a
Moves With Grids | n/a | 1900-12-31T23:59:59 | Submitted:Submitted for Approval | Component | Timber:150 X 400:284237 | TRUE | n/a | n/a | Constraints | n/a | n/a | n/a
Top Level | n/a | 1900-12-31T23:59:59 | Submitted:Submitted for Approval | Component | Timber:150 X 400:284237 | Level: Lower Roof - Slab Level | n/a | n/a | Constraints | n/a | n/a
Top Offset | n/a | 1900-12-31T23:59:59 | Submitted:Submitted for Approval | Component | Timber:150 X 400:284237 | 0 | n/a | n/a | Constraints | n/a | n/a | n/a
Volume | n/a | 1900-12-31T23:59:59 | Submitted:Submitted for Approval | Component | Timber:150 X 400:284237 | 0.192 | n/a | n/a | Dimensions | n/a | n/a | n/a
Structural Material | n/a | 1900-12-31T23:59:59 | Submitted:Submitted for Approval | Component | Timber:150 X 400:284237 | Wood - Dimensional Lumber | n/a | n/a | Materials and Finishes | n/a | n/a
Phase Created | n/a | 1900-12-31T23:59:59 | Submitted:Submitted for Approval | Component | Timber:150 X 400:284237 | New Construction | n/a | n/a | Phasing | n/a | n/a
Enable Analytical Model | n/a | 1900-12-31T23:59:59 | Submitted:Submitted for Approval | Component | Timber:150 X 400:284237 | TRUE | n/a | n/a | Structural | n/a | n/a | n/a
Reference | n/a | 1900-12-31T23:59:59 | Submitted:Submitted for Approval | Component | Timber:150 X 400:284252 | 150 X 400 | n/a | n/a | Pset_ColumnCommon | n/a | n/a
LoadBearing | n/a | 1900-12-31T23:59:59 | Submitted:Submitted for Approval | Component | Timber:150 X 400:284252 | TRUE | n/a | n/a | Pset_ColumnCommon | n/a | n/a | n/a
IsExternal | n/a | 1900-12-31T23:59:59 | Submitted:Submitted for Approval | Component | Timber:150 X 400:284252 | n/a | n/a | n/a | Pset_ColumnCommon | n/a | n/a | n/a
Base Level | n/a | 1900-12-31T23:59:59 | Submitted:Submitted for Approval | Component | Timber:150 X 400:284252 | Level: Ground Floor | n/a | n/a | Constraints | n/a | n/a
Base Offset | n/a | 1900-12-31T23:59:59 | Submitted:Submitted for Approval | Component | Timber:150 X 400:284252 | 0 | n/a | n/a | Constraints | n/a | n/a | n/a
Column Location Mark | n/a | 1900-12-31T23:59:59 | Submitted:Submitted for Approval | Component | Timber:150 X 400:284252 | E-5a(-800) | n/a | n/a | Constraints | n/a | n/a
Column Style | n/a | 1900-12-31T23:59:59 | Submitted:Submitted for Approval | Component | Timber:150 X 400:284252 | Vertical | n/a | n/a | Constraints | n/a | n/a
Moves With Grids | n/a | 1900-12-31T23:59:59 | Submitted:Submitted for Approval | Component | Timber:150 X 400:284252 | TRUE | n/a | n/a | Constraints | n/a | n/a | n/a
Top Level | n/a | 1900-12-31T23:59:59 | Submitted:Submitted for Approval | Component | Timber:150 X 400:284252 | Level: Lower Roof - Slab Level | n/a | n/a | Constraints | n/a | n/a
Top Offset | n/a | 1900-12-31T23:59:59 | Submitted:Submitted for Approval | Component | Timber:150 X 400:284252 | 0 | n/a | n/a | Constraints | n/a | n/a | n/a
Volume | n/a | 1900-12-31T23:59:59 | Submitted:Submitted for Approval | Component | Timber:150 X 400:284252 | 0.192 | n/a | n/a | Dimensions | n/a | n/a | n/a
Structural Material | n/a | 1900-12-31T23:59:59 | Submitted:Submitted for Approval | Component | Timber:150 X 400:284252 | Wood - Dimensional Lumber | n/a | n/a | Materials and Finishes | n/a | n/a
Phase Created | n/a | 1900-12-31T23:59:59 | Submitted:Submitted for Approval | Component | Timber:150 X 400:284252 | New Construction | n/a | n/a | Phasing | n/a | n/a
Enable Analytical Model | n/a | 1900-12-31T23:59:59 | Submitted:Submitted for Approval | Component | Timber:150 X 400:284252 | TRUE | n/a | n/a | Structural | n/a | n/a | n/a
Reference | n/a | 1900-12-31T23:59:59 | Submitted:Submitted for Approval | Component | Timber:150 X 400:284267 | 150 X 400 | n/a | n/a | Pset_ColumnCommon | n/a | n/a
LoadBearing | n/a | 1900-12-31T23:59:59 | Submitted:Submitted for Approval | Component | Timber:150 X 400:284267 | TRUE | n/a | n/a | Pset_ColumnCommon | n/a | n/a | n/a
IsExternal | n/a | 1900-12-31T23:59:59 | Submitted:Submitted for Approval | Component | Timber:150 X 400:284267 | n/a | n/a | n/a | Pset_ColumnCommon | n/a | n/a | n/a
Base Level | n/a | 1900-12-31T23:59:59 | Submitted:Submitted for Approval | Component | Timber:150 X 400:284267 | Level: Ground Floor | n/a | n/a | Constraints | n/a | n/a
Base Offset | n/a | 1900-12-31T23:59:59 | Submitted:Submitted for Approval | Component | Timber:150 X 400:284267 | 0 | n/a | n/a | Constraints | n/a | n/a | n/a
Column Location Mark | n/a | 1900-12-31T23:59:59 | Submitted:Submitted for Approval | Component | Timber:150 X 400:284267 | E-5a(-1220) | n/a | n/a | Constraints | n/a | n/a
Column Style | n/a | 1900-12-31T23:59:59 | Submitted:Submitted for Approval | Component | Timber:150 X 400:284267 | Vertical | n/a | n/a | Constraints | n/a | n/a
Moves With Grids | n/a | 1900-12-31T23:59:59 | Submitted:Submitted for Approval | Component | Timber:150 X 400:284267 | TRUE | n/a | n/a | Constraints | n/a | n/a | n/a
Top Level | n/a | 1900-12-31T23:59:59 | Submitted:Submitted for Approval | Component | Timber:150 X 400:284267 | Level: Lower Roof - Slab Level | n/a | n/a | Constraints | n/a | n/a
Top Offset | n/a | 1900-12-31T23:59:59 | Submitted:Submitted for Approval | Component | Timber:150 X 400:284267 | 0 | n/a | n/a | Constraints | n/a | n/a | n/a
Volume | n/a | 1900-12-31T23:59:59 | Submitted:Submitted for Approval | Component | Timber:150 X 400:284267 | 0.192 | n/a | n/a | Dimensions | n/a | n/a | n/a
Structural Material | n/a | 1900-12-31T23:59:59 | Submitted:Submitted for Approval | Component | Timber:150 X 400:284267 | Wood - Dimensional Lumber | n/a | n/a | Materials and Finishes | n/a | n/a
Phase Created | n/a | 1900-12-31T23:59:59 | Submitted:Submitted for Approval | Component | Timber:150 X 400:284267 | New Construction | n/a | n/a | Phasing | n/a | n/a
Enable Analytical Model | n/a | 1900-12-31T23:59:59 | Submitted:Submitted for Approval | Component | Timber:150 X 400:284267 | TRUE | n/a | n/a | Structural | n/a | n/a | n/a
Reference | n/a | 1900-12-31T23:59:59 | Submitted:Submitted for Approval | Component | Timber:150 X 400:284280 | 150 X 400 | n/a | n/a | Pset_ColumnCommon | n/a | n/a
LoadBearing | n/a | 1900-12-31T23:59:59 | Submitted:Submitted for Approval | Component | Timber:150 X 400:284280 | TRUE | n/a | n/a | Pset_ColumnCommon | n/a | n/a | n/a
IsExternal | n/a | 1900-12-31T23:59:59 | Submitted:Submitted for Approval | Component | Timber:150 X 400:284280 | n/a | n/a | n/a | Pset_ColumnCommon | n/a | n/a | n/a
Base Level | n/a | 1900-12-31T23:59:59 | Submitted:Submitted for Approval | Component | Timber:150 X 400:284280 | Level: Ground Floor | n/a | n/a | Constraints | n/a | n/a
Base Offset | n/a | 1900-12-31T23:59:59 | Submitted:Submitted for Approval | Component | Timber:150 X 400:284280 | 0 | n/a | n/a | Constraints | n/a | n/a | n/a
Column Location Mark | n/a | 1900-12-31T23:59:59 | Submitted:Submitted for Approval | Component | Timber:150 X 400:284280 | E-5a(-1620) | n/a | n/a | Constraints | n/a | n/a
Column Style | n/a | 1900-12-31T23:59:59 | Submitted:Submitted for Approval | Component | Timber:150 X 400:284280 | Vertical | n/a | n/a | Constraints | n/a | n/a
Moves With Grids | n/a | 1900-12-31T23:59:59 | Submitted:Submitted for Approval | Component | Timber:150 X 400:284280 | TRUE | n/a | n/a | Constraints | n/a | n/a | n/a
Top Level | n/a | 1900-12-31T23:59:59 | Submitted:Submitted for Approval | Component | Timber:150 X 400:284280 | Level: Lower Roof - Slab Level | n/a | n/a | Constraints | n/a | n/a
Top Offset | n/a | 1900-12-31T23:59:59 | Submitted:Submitted for Approval | Component | Timber:150 X 400:284280 | 0 | n/a | n/a | Constraints | n/a | n/a | n/a
Volume | n/a | 1900-12-31T23:59:59 | Submitted:Submitted for Approval | Component | Timber:150 X 400:284280 | 0.192 | n/a | n/a | Dimensions | n/a | n/a | n/a
Structural Material | n/a | 1900-12-31T23:59:59 | Submitted:Submitted for Approval | Component | Timber:150 X 400:284280 | Wood - Dimensional Lumber | n/a | n/a | Materials and Finishes | n/a | n/a
Phase Created | n/a | 1900-12-31T23:59:59 | Submitted:Submitted for Approval | Component | Timber:150 X 400:284280 | New Construction | n/a | n/a | Phasing | n/a | n/a
Enable Analytical Model | n/a | 1900-12-31T23:59:59 | Submitted:Submitted for Approval | Component | Timber:150 X 400:284280 | TRUE | n/a | n/a | Structural | n/a | n/a | n/a
Reference | n/a | 1900-12-31T23:59:59 | Submitted:Submitted for Approval | Component | Timber:150 X 400:284293 | 150 X 400 | n/a | n/a | Pset_ColumnCommon | n/a | n/a
LoadBearing | n/a | 1900-12-31T23:59:59 | Submitted:Submitted for Approval | Component | Timber:150 X 400:284293 | TRUE | n/a | n/a | Pset_ColumnCommon | n/a | n/a | n/a
IsExternal | n/a | 1900-12-31T23:59:59 | Submitted:Submitted for Approval | Component | Timber:150 X 400:284293 | n/a | n/a | n/a | Pset_ColumnCommon | n/a | n/a | n/a
Base Level | n/a | 1900-12-31T23:59:59 | Submitted:Submitted for Approval | Component | Timber:150 X 400:284293 | Level: Ground Floor | n/a | n/a | Constraints | n/a | n/a
Base Offset | n/a | 1900-12-31T23:59:59 | Submitted:Submitted for Approval | Component | Timber:150 X 400:284293 | 0 | n/a | n/a | Constraints | n/a | n/a | n/a
Column Location Mark | n/a | 1900-12-31T23:59:59 | Submitted:Submitted for Approval | Component | Timber:150 X 400:284293 | E-5a(-2020) | n/a | n/a | Constraints | n/a | n/a
Column Style | n/a | 1900-12-31T23:59:59 | Submitted:Submitted for Approval | Component | Timber:150 X 400:284293 | Vertical | n/a | n/a | Constraints | n/a | n/a
Moves With Grids | n/a | 1900-12-31T23:59:59 | Submitted:Submitted for Approval | Component | Timber:150 X 400:284293 | TRUE | n/a | n/a | Constraints | n/a | n/a | n/a
Top Level | n/a | 1900-12-31T23:59:59 | Submitted:Submitted for Approval | Component | Timber:150 X 400:284293 | Level: Lower Roof - Slab Level | n/a | n/a | Constraints | n/a | n/a
Top Offset | n/a | 1900-12-31T23:59:59 | Submitted:Submitted for Approval | Component | Timber:150 X 400:284293 | 0 | n/a | n/a | Constraints | n/a | n/a | n/a
Volume | n/a | 1900-12-31T23:59:59 | Submitted:Submitted for Approval | Component | Timber:150 X 400:284293 | 0.192 | n/a | n/a | Dimensions | n/a | n/a | n/a
Structural Material | n/a | 1900-12-31T23:59:59 | Submitted:Submitted for Approval | Component | Timber:150 X 400:284293 | Wood - Dimensional Lumber | n/a | n/a | Materials and Finishes | n/a | n/a
Phase Created | n/a | 1900-12-31T23:59:59 | Submitted:Submitted for Approval | Component | Timber:150 X 400:284293 | New Construction | n/a | n/a | Phasing | n/a | n/a
Enable Analytical Model | n/a | 1900-12-31T23:59:59 | Submitted:Submitted for Approval | Component | Timber:150 X 400:284293 | TRUE | n/a | n/a | Structural | n/a | n/a | n/a
Reference | n/a | 1900-12-31T23:59:59 | Submitted:Submitted for Approval | Component | Timber:150 X 400:284308 | 150 X 400 | n/a | n/a | Pset_ColumnCommon | n/a | n/a
LoadBearing | n/a | 1900-12-31T23:59:59 | Submitted:Submitted for Approval | Component | Timber:150 X 400:284308 | TRUE | n/a | n/a | Pset_ColumnCommon | n/a | n/a | n/a
IsExternal | n/a | 1900-12-31T23:59:59 | Submitted:Submitted for Approval | Component | Timber:150 X 400:284308 | n/a | n/a | n/a | Pset_ColumnCommon | n/a | n/a | n/a
Base Level | n/a | 1900-12-31T23:59:59 | Submitted:Submitted for Approval | Component | Timber:150 X 400:284308 | Level: Ground Floor | n/a | n/a | Constraints | n/a | n/a
Base Offset | n/a | 1900-12-31T23:59:59 | Submitted:Submitted for Approval | Component | Timber:150 X 400:284308 | 0 | n/a | n/a | Constraints | n/a | n/a | n/a
Column Location Mark | n/a | 1900-12-31T23:59:59 | Submitted:Submitted for Approval | Component | Timber:150 X 400:284308 | E-5(1980) | n/a | n/a | Constraints | n/a | n/a
Column Style | n/a | 1900-12-31T23:59:59 | Submitted:Submitted for Approval | Component | Timber:150 X 400:284308 | Vertical | n/a | n/a | Constraints | n/a | n/a
Moves With Grids | n/a | 1900-12-31T23:59:59 | Submitted:Submitted for Approval | Component | Timber:150 X 400:284308 | TRUE | n/a | n/a | Constraints | n/a | n/a | n/a
Top Level | n/a | 1900-12-31T23:59:59 | Submitted:Submitted for Approval | Component | Timber:150 X 400:284308 | Level: Lower Roof - Slab Level | n/a | n/a | Constraints | n/a | n/a
Top Offset | n/a | 1900-12-31T23:59:59 | Submitted:Submitted for Approval | Component | Timber:150 X 400:284308 | 0 | n/a | n/a | Constraints | n/a | n/a | n/a
Volume | n/a | 1900-12-31T23:59:59 | Submitted:Submitted for Approval | Component | Timber:150 X 400:284308 | 0.192 | n/a | n/a | Dimensions | n/a | n/a | n/a
Structural Material | n/a | 1900-12-31T23:59:59 | Submitted:Submitted for Approval | Component | Timber:150 X 400:284308 | Wood - Dimensional Lumber | n/a | n/a | Materials and Finishes | n/a | n/a
Phase Created | n/a | 1900-12-31T23:59:59 | Submitted:Submitted for Approval | Component | Timber:150 X 400:284308 | New Construction | n/a | n/a | Phasing | n/a | n/a
Enable Analytical Model | n/a | 1900-12-31T23:59:59 | Submitted:Submitted for Approval | Component | Timber:150 X 400:284308 | TRUE | n/a | n/a | Structural | n/a | n/a | n/a
Reference | n/a | 1900-12-31T23:59:59 | Submitted:Submitted for Approval | Component | Timber:150 X 400:284323 | 150 X 400 | n/a | n/a | Pset_ColumnCommon | n/a | n/a
LoadBearing | n/a | 1900-12-31T23:59:59 | Submitted:Submitted for Approval | Component | Timber:150 X 400:284323 | TRUE | n/a | n/a | Pset_ColumnCommon | n/a | n/a | n/a
IsExternal | n/a | 1900-12-31T23:59:59 | Submitted:Submitted for Approval | Component | Timber:150 X 400:284323 | n/a | n/a | n/a | Pset_ColumnCommon | n/a | n/a | n/a
Base Level | n/a | 1900-12-31T23:59:59 | Submitted:Submitted for Approval | Component | Timber:150 X 400:284323 | Level: Ground Floor | n/a | n/a | Constraints | n/a | n/a
Base Offset | n/a | 1900-12-31T23:59:59 | Submitted:Submitted for Approval | Component | Timber:150 X 400:284323 | 0 | n/a | n/a | Constraints | n/a | n/a | n/a
Column Location Mark | n/a | 1900-12-31T23:59:59 | Submitted:Submitted for Approval | Component | Timber:150 X 400:284323 | E-5(1580) | n/a | n/a | Constraints | n/a | n/a
Column Style | n/a | 1900-12-31T23:59:59 | Submitted:Submitted for Approval | Component | Timber:150 X 400:284323 | Vertical | n/a | n/a | Constraints | n/a | n/a
Moves With Grids | n/a | 1900-12-31T23:59:59 | Submitted:Submitted for Approval | Component | Timber:150 X 400:284323 | TRUE | n/a | n/a | Constraints | n/a | n/a | n/a
Top Level | n/a | 1900-12-31T23:59:59 | Submitted:Submitted for Approval | Component | Timber:150 X 400:284323 | Level: Lower Roof - Slab Level | n/a | n/a | Constraints | n/a | n/a
Top Offset | n/a | 1900-12-31T23:59:59 | Submitted:Submitted for Approval | Component | Timber:150 X 400:284323 | 0 | n/a | n/a | Constraints | n/a | n/a | n/a
Volume | n/a | 1900-12-31T23:59:59 | Submitted:Submitted for Approval | Component | Timber:150 X 400:284323 | 0.192 | n/a | n/a | Dimensions | n/a | n/a | n/a
Structural Material | n/a | 1900-12-31T23:59:59 | Submitted:Submitted for Approval | Component | Timber:150 X 400:284323 | Wood - Dimensional Lumber | n/a | n/a | Materials and Finishes | n/a | n/a
Phase Created | n/a | 1900-12-31T23:59:59 | Submitted:Submitted for Approval | Component | Timber:150 X 400:284323 | New Construction | n/a | n/a | Phasing | n/a | n/a
Enable Analytical Model | n/a | 1900-12-31T23:59:59 | Submitted:Submitted for Approval | Component | Timber:150 X 400:284323 | TRUE | n/a | n/a | Structural | n/a | n/a | n/a
Reference | n/a | 1900-12-31T23:59:59 | Submitted:Submitted for Approval | Component | Timber:150 X 400:284338 | 150 X 400 | n/a | n/a | Pset_ColumnCommon | n/a | n/a
LoadBearing | n/a | 1900-12-31T23:59:59 | Submitted:Submitted for Approval | Component | Timber:150 X 400:284338 | TRUE | n/a | n/a | Pset_ColumnCommon | n/a | n/a | n/a
IsExternal | n/a | 1900-12-31T23:59:59 | Submitted:Submitted for Approval | Component | Timber:150 X 400:284338 | n/a | n/a | n/a | Pset_ColumnCommon | n/a | n/a | n/a
Base Level | n/a | 1900-12-31T23:59:59 | Submitted:Submitted for Approval | Component | Timber:150 X 400:284338 | Level: Ground Floor | n/a | n/a | Constraints | n/a | n/a
Base Offset | n/a | 1900-12-31T23:59:59 | Submitted:Submitted for Approval | Component | Timber:150 X 400:284338 | 0 | n/a | n/a | Constraints | n/a | n/a | n/a
Column Location Mark | n/a | 1900-12-31T23:59:59 | Submitted:Submitted for Approval | Component | Timber:150 X 400:284338 | E-5(1180) | n/a | n/a | Constraints | n/a | n/a
Column Style | n/a | 1900-12-31T23:59:59 | Submitted:Submitted for Approval | Component | Timber:150 X 400:284338 | Vertical | n/a | n/a | Constraints | n/a | n/a
Moves With Grids | n/a | 1900-12-31T23:59:59 | Submitted:Submitted for Approval | Component | Timber:150 X 400:284338 | TRUE | n/a | n/a | Constraints | n/a | n/a | n/a
Top Level | n/a | 1900-12-31T23:59:59 | Submitted:Submitted for Approval | Component | Timber:150 X 400:284338 | Level: Lower Roof - Slab Level | n/a | n/a | Constraints | n/a | n/a
Top Offset | n/a | 1900-12-31T23:59:59 | Submitted:Submitted for Approval | Component | Timber:150 X 400:284338 | 0 | n/a | n/a | Constraints | n/a | n/a | n/a
Volume | n/a | 1900-12-31T23:59:59 | Submitted:Submitted for Approval | Component | Timber:150 X 400:284338 | 0.192 | n/a | n/a | Dimensions | n/a | n/a | n/a
Structural Material | n/a | 1900-12-31T23:59:59 | Submitted:Submitted for Approval | Component | Timber:150 X 400:284338 | Wood - Dimensional Lumber | n/a | n/a | Materials and Finishes | n/a | n/a
Phase Created | n/a | 1900-12-31T23:59:59 | Submitted:Submitted for Approval | Component | Timber:150 X 400:284338 | New Construction | n/a | n/a | Phasing | n/a | n/a
Enable Analytical Model | n/a | 1900-12-31T23:59:59 | Submitted:Submitted for Approval | Component | Timber:150 X 400:284338 | TRUE | n/a | n/a | Structural | n/a | n/a | n/a
Reference | n/a | 1900-12-31T23:59:59 | Submitted:Submitted for Approval | Component | Timber:150 X 400:284353 | 150 X 400 | n/a | n/a | Pset_ColumnCommon | n/a | n/a
LoadBearing | n/a | 1900-12-31T23:59:59 | Submitted:Submitted for Approval | Component | Timber:150 X 400:284353 | TRUE | n/a | n/a | Pset_ColumnCommon | n/a | n/a | n/a
IsExternal | n/a | 1900-12-31T23:59:59 | Submitted:Submitted for Approval | Component | Timber:150 X 400:284353 | n/a | n/a | n/a | Pset_ColumnCommon | n/a | n/a | n/a
Base Level | n/a | 1900-12-31T23:59:59 | Submitted:Submitted for Approval | Component | Timber:150 X 400:284353 | Level: Ground Floor | n/a | n/a | Constraints | n/a | n/a
Base Offset | n/a | 1900-12-31T23:59:59 | Submitted:Submitted for Approval | Component | Timber:150 X 400:284353 | 0 | n/a | n/a | Constraints | n/a | n/a | n/a
Column Location Mark | n/a | 1900-12-31T23:59:59 | Submitted:Submitted for Approval | Component | Timber:150 X 400:284353 | E-5(780) | n/a | n/a | Constraints | n/a | n/a
Column Style | n/a | 1900-12-31T23:59:59 | Submitted:Submitted for Approval | Component | Timber:150 X 400:284353 | Vertical | n/a | n/a | Constraints | n/a | n/a
Moves With Grids | n/a | 1900-12-31T23:59:59 | Submitted:Submitted for Approval | Component | Timber:150 X 400:284353 | TRUE | n/a | n/a | Constraints | n/a | n/a | n/a
Top Level | n/a | 1900-12-31T23:59:59 | Submitted:Submitted for Approval | Component | Timber:150 X 400:284353 | Level: Lower Roof - Slab Level | n/a | n/a | Constraints | n/a | n/a
Top Offset | n/a | 1900-12-31T23:59:59 | Submitted:Submitted for Approval | Component | Timber:150 X 400:284353 | 0 | n/a | n/a | Constraints | n/a | n/a | n/a
Volume | n/a | 1900-12-31T23:59:59 | Submitted:Submitted for Approval | Component | Timber:150 X 400:284353 | 0.192 | n/a | n/a | Dimensions | n/a | n/a | n/a
Structural Material | n/a | 1900-12-31T23:59:59 | Submitted:Submitted for Approval | Component | Timber:150 X 400:284353 | Wood - Dimensional Lumber | n/a | n/a | Materials and Finishes | n/a | n/a
Phase Created | n/a | 1900-12-31T23:59:59 | Submitted:Submitted for Approval | Component | Timber:150 X 400:284353 | New Construction | n/a | n/a | Phasing | n/a | n/a
Enable Analytical Model | n/a | 1900-12-31T23:59:59 | Submitted:Submitted for Approval | Component | Timber:150 X 400:284353 | TRUE | n/a | n/a | Structural | n/a | n/a | n/a
Reference | n/a | 1900-12-31T23:59:59 | Submitted:Submitted for Approval | Component | Timber:150 X 400:284370 | 150 X 400 | n/a | n/a | Pset_ColumnCommon | n/a | n/a
LoadBearing | n/a | 1900-12-31T23:59:59 | Submitted:Submitted for Approval | Component | Timber:150 X 400:284370 | TRUE | n/a | n/a | Pset_ColumnCommon | n/a | n/a | n/a
IsExternal | n/a | 1900-12-31T23:59:59 | Submitted:Submitted for Approval | Component | Timber:150 X 400:284370 | n/a | n/a | n/a | Pset_ColumnCommon | n/a | n/a | n/a
Base Level | n/a | 1900-12-31T23:59:59 | Submitted:Submitted for Approval | Component | Timber:150 X 400:284370 | Level: Ground Floor | n/a | n/a | Constraints | n/a | n/a
Base Offset | n/a | 1900-12-31T23:59:59 | Submitted:Submitted for Approval | Component | Timber:150 X 400:284370 | 0 | n/a | n/a | Constraints | n/a | n/a | n/a
Column Location Mark | n/a | 1900-12-31T23:59:59 | Submitted:Submitted for Approval | Component | Timber:150 X 400:284370 | E-5(380) | n/a | n/a | Constraints | n/a | n/a
Column Style | n/a | 1900-12-31T23:59:59 | Submitted:Submitted for Approval | Component | Timber:150 X 400:284370 | Vertical | n/a | n/a | Constraints | n/a | n/a
Moves With Grids | n/a | 1900-12-31T23:59:59 | Submitted:Submitted for Approval | Component | Timber:150 X 400:284370 | TRUE | n/a | n/a | Constraints | n/a | n/a | n/a
Top Level | n/a | 1900-12-31T23:59:59 | Submitted:Submitted for Approval | Component | Timber:150 X 400:284370 | Level: Lower Roof - Slab Level | n/a | n/a | Constraints | n/a | n/a
Top Offset | n/a | 1900-12-31T23:59:59 | Submitted:Submitted for Approval | Component | Timber:150 X 400:284370 | 0 | n/a | n/a | Constraints | n/a | n/a | n/a
Volume | n/a | 1900-12-31T23:59:59 | Submitted:Submitted for Approval | Component | Timber:150 X 400:284370 | 0.192 | n/a | n/a | Dimensions | n/a | n/a | n/a
Structural Material | n/a | 1900-12-31T23:59:59 | Submitted:Submitted for Approval | Component | Timber:150 X 400:284370 | Wood - Dimensional Lumber | n/a | n/a | Materials and Finishes | n/a | n/a
Phase Created | n/a | 1900-12-31T23:59:59 | Submitted:Submitted for Approval | Component | Timber:150 X 400:284370 | New Construction | n/a | n/a | Phasing | n/a | n/a
Enable Analytical Model | n/a | 1900-12-31T23:59:59 | Submitted:Submitted for Approval | Component | Timber:150 X 400:284370 | TRUE | n/a | n/a | Structural | n/a | n/a | n/a
Automatically Embed | n/a | 1900-12-31T23:59:59 | Submitted:Submitted for Approval | Type | Curtain Wall:_CurtianWall_SKYLIGHT | TRUE | n/a | n/a | Construction | n/a | n/a | n/a
Function | n/a | 1900-12-31T23:59:59 | Submitted:Submitted for Approval | Type | Curtain Wall:_CurtianWall_SKYLIGHT | Exterior | n/a | n/a | Construction | n/a | n/a
Join Condition | n/a | 1900-12-31T23:59:59 | Submitted:Submitted for Approval | Type | Curtain Wall:_CurtianWall_SKYLIGHT | Not Defined | n/a | n/a | Construction | n/a | n/a
Adjust for Mullion Size | n/a | 1900-12-31T23:59:59 | Submitted:Submitted for Approval | Type | Curtain Wall:_CurtianWall_SKYLIGHT | n/a | n/a | n/a | Horizontal Grid | n/a | n/a | n/a
Layout | n/a | 1900-12-31T23:59:59 | Submitted:Submitted for Approval | Type | Curtain Wall:_CurtianWall_SKYLIGHT | None | n/a | n/a | Horizontal Grid | n/a | n/a
Spacing | n/a | 1900-12-31T23:59:59 | Submitted:Submitted for Approval | Type | Curtain Wall:_CurtianWall_SKYLIGHT | 4000 | n/a | n/a | Horizontal Grid | n/a | n/a | n/a
Border 1 Type | n/a | 1900-12-31T23:59:59 | Submitted:Submitted for Approval | Type | Curtain Wall:_CurtianWall_SKYLIGHT | Rectangular Mullion: 50 x 150mm | n/a | n/a | Horizontal Mullions | n/a | n/a
Border 2 Type | n/a | 1900-12-31T23:59:59 | Submitted:Submitted for Approval | Type | Curtain Wall:_CurtianWall_SKYLIGHT | Rectangular Mullion: 50 x 150mm | n/a | n/a | Horizontal Mullions | n/a | n/a
Assembly Code | n/a | 1900-12-31T23:59:59 | Submitted:Submitted for Approval | Type | Curtain Wall:_CurtianWall_SKYLIGHT |  | n/a | n/a | Identity Data | n/a | n/a
Assembly Description | n/a | 1900-12-31T23:59:59 | Submitted:Submitted for Approval | Type | Curtain Wall:_CurtianWall_SKYLIGHT |  | n/a | n/a | Identity Data | n/a | n/a
Keynote | n/a | 1900-12-31T23:59:59 | Submitted:Submitted for Approval | Type | Curtain Wall:_CurtianWall_SKYLIGHT | H11 | n/a | n/a | Identity Data | n/a | n/a
Adjust for Mullion Size | n/a | 1900-12-31T23:59:59 | Submitted:Submitted for Approval | Type | Curtain Wall:_CurtianWall_SKYLIGHT | n/a | n/a | n/a | Vertical Grid | n/a | n/a | n/a
Layout | n/a | 1900-12-31T23:59:59 | Submitted:Submitted for Approval | Type | Curtain Wall:_CurtianWall_SKYLIGHT | Fixed Distance | n/a | n/a | Vertical Grid | n/a | n/a
Spacing | n/a | 1900-12-31T23:59:59 | Submitted:Submitted for Approval | Type | Curtain Wall:_CurtianWall_SKYLIGHT | 1290 | n/a | n/a | Vertical Grid | n/a | n/a | n/a
Border 1 Type | n/a | 1900-12-31T23:59:59 | Submitted:Submitted for Approval | Type | Curtain Wall:_CurtianWall_SKYLIGHT | Rectangular Mullion: 50 x 150mm | n/a | n/a | Vertical Mullions | n/a | n/a
Border 2 Type | n/a | 1900-12-31T23:59:59 | Submitted:Submitted for Approval | Type | Curtain Wall:_CurtianWall_SKYLIGHT | Rectangular Mullion: 50 x 150mm | n/a | n/a | Vertical Mullions | n/a | n/a
Interior Type | n/a | 1900-12-31T23:59:59 | Submitted:Submitted for Approval | Type | Curtain Wall:_CurtianWall_SKYLIGHT | Rectangular Mullion: 50 x 150mm | n/a | n/a | Vertical Mullions | n/a | n/a
Reference | n/a | 1900-12-31T23:59:59 | Submitted:Submitted for Approval | Component | Curtain Wall:_CurtianWall_SKYLIGHT:287826 | _CurtianWall_SKYLIGHT | n/a | n/a | Pset_CurtainWallCommon | n/a | n/a
IsExternal | n/a | 1900-12-31T23:59:59 | Submitted:Submitted for Approval | Component | Curtain Wall:_CurtianWall_SKYLIGHT:287826 | TRUE | n/a | n/a | Pset_CurtainWallCommon | n/a | n/a | n/a
Base Constraint | n/a | 1900-12-31T23:59:59 | Submitted:Submitted for Approval | Component | Curtain Wall:_CurtianWall_SKYLIGHT:287826 | Level: Roof Over Main Beams | n/a | n/a | Constraints | n/a | n/a
Base is Attached | n/a | 1900-12-31T23:59:59 | Submitted:Submitted for Approval | Component | Curtain Wall:_CurtianWall_SKYLIGHT:287826 | n/a | n/a | n/a | Constraints | n/a | n/a | n/a
Base Offset | n/a | 1900-12-31T23:59:59 | Submitted:Submitted for Approval | Component | Curtain Wall:_CurtianWall_SKYLIGHT:287826 | 130 | n/a | n/a | Constraints | n/a | n/a | n/a
Related to Mass | n/a | 1900-12-31T23:59:59 | Submitted:Submitted for Approval | Component | Curtain Wall:_CurtianWall_SKYLIGHT:287826 | n/a | n/a | n/a | Constraints | n/a | n/a | n/a
Room Bounding | n/a | 1900-12-31T23:59:59 | Submitted:Submitted for Approval | Component | Curtain Wall:_CurtianWall_SKYLIGHT:287826 | TRUE | n/a | n/a | Constraints | n/a | n/a | n/a
Top Constraint | n/a | 1900-12-31T23:59:59 | Submitted:Submitted for Approval | Component | Curtain Wall:_CurtianWall_SKYLIGHT:287826 | Level: Top of Steel | n/a | n/a | Constraints | n/a | n/a
Top is Attached | n/a | 1900-12-31T23:59:59 | Submitted:Submitted for Approval | Component | Curtain Wall:_CurtianWall_SKYLIGHT:287826 | n/a | n/a | n/a | Constraints | n/a | n/a | n/a
Top Offset | n/a | 1900-12-31T23:59:59 | Submitted:Submitted for Approval | Component | Curtain Wall:_CurtianWall_SKYLIGHT:287826 | -330 | n/a | n/a | Constraints | n/a | n/a | n/a
Unconnected Height | n/a | 1900-12-31T23:59:59 | Submitted:Submitted for Approval | Component | Curtain Wall:_CurtianWall_SKYLIGHT:287826 | 1115 | n/a | n/a | Constraints | n/a | n/a | n/a
Area | n/a | 1900-12-31T23:59:59 | Submitted:Submitted for Approval | Component | Curtain Wall:_CurtianWall_SKYLIGHT:287826 | 4.3151 | n/a | n/a | Dimensions | n/a | n/a | n/a
Length | n/a | 1900-12-31T23:59:59 | Submitted:Submitted for Approval | Component | Curtain Wall:_CurtianWall_SKYLIGHT:287826 | 3870 | n/a | n/a | Dimensions | n/a | n/a | n/a
Angle | n/a | 1900-12-31T23:59:59 | Submitted:Submitted for Approval | Component | Curtain Wall:_CurtianWall_SKYLIGHT:287826 | 0 | n/a | n/a | Horizontal Grid | n/a | n/a | n/a
Justification | n/a | 1900-12-31T23:59:59 | Submitted:Submitted for Approval | Component | Curtain Wall:_CurtianWall_SKYLIGHT:287826 | Beginning | n/a | n/a | Horizontal Grid | n/a | n/a
Number | n/a | 1900-12-31T23:59:59 | Submitted:Submitted for Approval | Component | Curtain Wall:_CurtianWall_SKYLIGHT:287826 | 4 | n/a | n/a | Horizontal Grid | n/a | n/a | n/a
Offset | n/a | 1900-12-31T23:59:59 | Submitted:Submitted for Approval | Component | Curtain Wall:_CurtianWall_SKYLIGHT:287826 | 0 | n/a | n/a | Horizontal Grid | n/a | n/a | n/a
Phase Created | n/a | 1900-12-31T23:59:59 | Submitted:Submitted for Approval | Component | Curtain Wall:_CurtianWall_SKYLIGHT:287826 | New Construction | n/a | n/a | Phasing | n/a | n/a
Enable Analytical Model | n/a | 1900-12-31T23:59:59 | Submitted:Submitted for Approval | Component | Curtain Wall:_CurtianWall_SKYLIGHT:287826 | n/a | n/a | n/a | Structural | n/a | n/a | n/a
Structural | n/a | 1900-12-31T23:59:59 | Submitted:Submitted for Approval | Component | Curtain Wall:_CurtianWall_SKYLIGHT:287826 | n/a | n/a | n/a | Structural | n/a | n/a | n/a
Structural Usage | n/a | 1900-12-31T23:59:59 | Submitted:Submitted for Approval | Component | Curtain Wall:_CurtianWall_SKYLIGHT:287826 | Non-bearing | n/a | n/a | Structural | n/a | n/a
Angle | n/a | 1900-12-31T23:59:59 | Submitted:Submitted for Approval | Component | Curtain Wall:_CurtianWall_SKYLIGHT:287826 | 0 | n/a | n/a | Vertical Grid | n/a | n/a | n/a
Justification | n/a | 1900-12-31T23:59:59 | Submitted:Submitted for Approval | Component | Curtain Wall:_CurtianWall_SKYLIGHT:287826 | Beginning | n/a | n/a | Vertical Grid | n/a | n/a
Number | n/a | 1900-12-31T23:59:59 | Submitted:Submitted for Approval | Component | Curtain Wall:_CurtianWall_SKYLIGHT:287826 | 2 | n/a | n/a | Vertical Grid | n/a | n/a | n/a
Offset | n/a | 1900-12-31T23:59:59 | Submitted:Submitted for Approval | Component | Curtain Wall:_CurtianWall_SKYLIGHT:287826 | 0 | n/a | n/a | Vertical Grid | n/a | n/a | n/a
Reference | n/a | 1900-12-31T23:59:59 | Submitted:Submitted for Approval | Component | Curtain Wall:_CurtianWall_SKYLIGHT:341003 | _CurtianWall_SKYLIGHT | n/a | n/a | Pset_CurtainWallCommon | n/a | n/a
IsExternal | n/a | 1900-12-31T23:59:59 | Submitted:Submitted for Approval | Component | Curtain Wall:_CurtianWall_SKYLIGHT:341003 | TRUE | n/a | n/a | Pset_CurtainWallCommon | n/a | n/a | n/a
Base Constraint | n/a | 1900-12-31T23:59:59 | Submitted:Submitted for Approval | Component | Curtain Wall:_CurtianWall_SKYLIGHT:341003 | Level: Roof Over Main Beams | n/a | n/a | Constraints | n/a | n/a
Base is Attached | n/a | 1900-12-31T23:59:59 | Submitted:Submitted for Approval | Component | Curtain Wall:_CurtianWall_SKYLIGHT:341003 | n/a | n/a | n/a | Constraints | n/a | n/a | n/a
Base Offset | n/a | 1900-12-31T23:59:59 | Submitted:Submitted for Approval | Component | Curtain Wall:_CurtianWall_SKYLIGHT:341003 | 130 | n/a | n/a | Constraints | n/a | n/a | n/a
Related to Mass | n/a | 1900-12-31T23:59:59 | Submitted:Submitted for Approval | Component | Curtain Wall:_CurtianWall_SKYLIGHT:341003 | n/a | n/a | n/a | Constraints | n/a | n/a | n/a
Room Bounding | n/a | 1900-12-31T23:59:59 | Submitted:Submitted for Approval | Component | Curtain Wall:_CurtianWall_SKYLIGHT:341003 | TRUE | n/a | n/a | Constraints | n/a | n/a | n/a
Top Constraint | n/a | 1900-12-31T23:59:59 | Submitted:Submitted for Approval | Component | Curtain Wall:_CurtianWall_SKYLIGHT:341003 | Level: Top of Steel | n/a | n/a | Constraints | n/a | n/a
Top is Attached | n/a | 1900-12-31T23:59:59 | Submitted:Submitted for Approval | Component | Curtain Wall:_CurtianWall_SKYLIGHT:341003 | n/a | n/a | n/a | Constraints | n/a | n/a | n/a
Top Offset | n/a | 1900-12-31T23:59:59 | Submitted:Submitted for Approval | Component | Curtain Wall:_CurtianWall_SKYLIGHT:341003 | -330 | n/a | n/a | Constraints | n/a | n/a | n/a
Unconnected Height | n/a | 1900-12-31T23:59:59 | Submitted:Submitted for Approval | Component | Curtain Wall:_CurtianWall_SKYLIGHT:341003 | 1115 | n/a | n/a | Constraints | n/a | n/a | n/a
Area | n/a | 1900-12-31T23:59:59 | Submitted:Submitted for Approval | Component | Curtain Wall:_CurtianWall_SKYLIGHT:341003 | 6.467 | n/a | n/a | Dimensions | n/a | n/a | n/a
Length | n/a | 1900-12-31T23:59:59 | Submitted:Submitted for Approval | Component | Curtain Wall:_CurtianWall_SKYLIGHT:341003 | 5800 | n/a | n/a | Dimensions | n/a | n/a | n/a
Angle | n/a | 1900-12-31T23:59:59 | Submitted:Submitted for Approval | Component | Curtain Wall:_CurtianWall_SKYLIGHT:341003 | 0 | n/a | n/a | Horizontal Grid | n/a | n/a | n/a
Justification | n/a | 1900-12-31T23:59:59 | Submitted:Submitted for Approval | Component | Curtain Wall:_CurtianWall_SKYLIGHT:341003 | Beginning | n/a | n/a | Horizontal Grid | n/a | n/a
Number | n/a | 1900-12-31T23:59:59 | Submitted:Submitted for Approval | Component | Curtain Wall:_CurtianWall_SKYLIGHT:341003 | 4 | n/a | n/a | Horizontal Grid | n/a | n/a | n/a
Offset | n/a | 1900-12-31T23:59:59 | Submitted:Submitted for Approval | Component | Curtain Wall:_CurtianWall_SKYLIGHT:341003 | 0 | n/a | n/a | Horizontal Grid | n/a | n/a | n/a
Phase Created | n/a | 1900-12-31T23:59:59 | Submitted:Submitted for Approval | Component | Curtain Wall:_CurtianWall_SKYLIGHT:341003 | New Construction | n/a | n/a | Phasing | n/a | n/a
Enable Analytical Model | n/a | 1900-12-31T23:59:59 | Submitted:Submitted for Approval | Component | Curtain Wall:_CurtianWall_SKYLIGHT:341003 | n/a | n/a | n/a | Structural | n/a | n/a | n/a
Structural | n/a | 1900-12-31T23:59:59 | Submitted:Submitted for Approval | Component | Curtain Wall:_CurtianWall_SKYLIGHT:341003 | n/a | n/a | n/a | Structural | n/a | n/a | n/a
Structural Usage | n/a | 1900-12-31T23:59:59 | Submitted:Submitted for Approval | Component | Curtain Wall:_CurtianWall_SKYLIGHT:341003 | Non-bearing | n/a | n/a | Structural | n/a | n/a
Angle | n/a | 1900-12-31T23:59:59 | Submitted:Submitted for Approval | Component | Curtain Wall:_CurtianWall_SKYLIGHT:341003 | 0 | n/a | n/a | Vertical Grid | n/a | n/a | n/a
Justification | n/a | 1900-12-31T23:59:59 | Submitted:Submitted for Approval | Component | Curtain Wall:_CurtianWall_SKYLIGHT:341003 | Center | n/a | n/a | Vertical Grid | n/a | n/a
Number | n/a | 1900-12-31T23:59:59 | Submitted:Submitted for Approval | Component | Curtain Wall:_CurtianWall_SKYLIGHT:341003 | 5 | n/a | n/a | Vertical Grid | n/a | n/a | n/a
Offset | n/a | 1900-12-31T23:59:59 | Submitted:Submitted for Approval | Component | Curtain Wall:_CurtianWall_SKYLIGHT:341003 | 0 | n/a | n/a | Vertical Grid | n/a | n/a | n/a
Reference | n/a | 1900-12-31T23:59:59 | Submitted:Submitted for Approval | Component | Curtain Wall:_CurtianWall_SKYLIGHT:341191 | _CurtianWall_SKYLIGHT | n/a | n/a | Pset_CurtainWallCommon | n/a | n/a
IsExternal | n/a | 1900-12-31T23:59:59 | Submitted:Submitted for Approval | Component | Curtain Wall:_CurtianWall_SKYLIGHT:341191 | TRUE | n/a | n/a | Pset_CurtainWallCommon | n/a | n/a | n/a
Base Constraint | n/a | 1900-12-31T23:59:59 | Submitted:Submitted for Approval | Component | Curtain Wall:_CurtianWall_SKYLIGHT:341191 | Level: Roof Over Main Beams | n/a | n/a | Constraints | n/a | n/a
Base is Attached | n/a | 1900-12-31T23:59:59 | Submitted:Submitted for Approval | Component | Curtain Wall:_CurtianWall_SKYLIGHT:341191 | n/a | n/a | n/a | Constraints | n/a | n/a | n/a
Base Offset | n/a | 1900-12-31T23:59:59 | Submitted:Submitted for Approval | Component | Curtain Wall:_CurtianWall_SKYLIGHT:341191 | 130 | n/a | n/a | Constraints | n/a | n/a | n/a
Related to Mass | n/a | 1900-12-31T23:59:59 | Submitted:Submitted for Approval | Component | Curtain Wall:_CurtianWall_SKYLIGHT:341191 | n/a | n/a | n/a | Constraints | n/a | n/a | n/a
Room Bounding | n/a | 1900-12-31T23:59:59 | Submitted:Submitted for Approval | Component | Curtain Wall:_CurtianWall_SKYLIGHT:341191 | TRUE | n/a | n/a | Constraints | n/a | n/a | n/a
Top Constraint | n/a | 1900-12-31T23:59:59 | Submitted:Submitted for Approval | Component | Curtain Wall:_CurtianWall_SKYLIGHT:341191 | Level: Top of Steel | n/a | n/a | Constraints | n/a | n/a
Top is Attached | n/a | 1900-12-31T23:59:59 | Submitted:Submitted for Approval | Component | Curtain Wall:_CurtianWall_SKYLIGHT:341191 | n/a | n/a | n/a | Constraints | n/a | n/a | n/a
Top Offset | n/a | 1900-12-31T23:59:59 | Submitted:Submitted for Approval | Component | Curtain Wall:_CurtianWall_SKYLIGHT:341191 | -330 | n/a | n/a | Constraints | n/a | n/a | n/a
Unconnected Height | n/a | 1900-12-31T23:59:59 | Submitted:Submitted for Approval | Component | Curtain Wall:_CurtianWall_SKYLIGHT:341191 | 1115 | n/a | n/a | Constraints | n/a | n/a | n/a
Area | n/a | 1900-12-31T23:59:59 | Submitted:Submitted for Approval | Component | Curtain Wall:_CurtianWall_SKYLIGHT:341191 | 6.467 | n/a | n/a | Dimensions | n/a | n/a | n/a
Length | n/a | 1900-12-31T23:59:59 | Submitted:Submitted for Approval | Component | Curtain Wall:_CurtianWall_SKYLIGHT:341191 | 5800 | n/a | n/a | Dimensions | n/a | n/a | n/a
Angle | n/a | 1900-12-31T23:59:59 | Submitted:Submitted for Approval | Component | Curtain Wall:_CurtianWall_SKYLIGHT:341191 | 0 | n/a | n/a | Horizontal Grid | n/a | n/a | n/a
Justification | n/a | 1900-12-31T23:59:59 | Submitted:Submitted for Approval | Component | Curtain Wall:_CurtianWall_SKYLIGHT:341191 | Beginning | n/a | n/a | Horizontal Grid | n/a | n/a
Number | n/a | 1900-12-31T23:59:59 | Submitted:Submitted for Approval | Component | Curtain Wall:_CurtianWall_SKYLIGHT:341191 | 4 | n/a | n/a | Horizontal Grid | n/a | n/a | n/a
Offset | n/a | 1900-12-31T23:59:59 | Submitted:Submitted for Approval | Component | Curtain Wall:_CurtianWall_SKYLIGHT:341191 | 0 | n/a | n/a | Horizontal Grid | n/a | n/a | n/a
Phase Created | n/a | 1900-12-31T23:59:59 | Submitted:Submitted for Approval | Component | Curtain Wall:_CurtianWall_SKYLIGHT:341191 | New Construction | n/a | n/a | Phasing | n/a | n/a
Enable Analytical Model | n/a | 1900-12-31T23:59:59 | Submitted:Submitted for Approval | Component | Curtain Wall:_CurtianWall_SKYLIGHT:341191 | n/a | n/a | n/a | Structural | n/a | n/a | n/a
Structural | n/a | 1900-12-31T23:59:59 | Submitted:Submitted for Approval | Component | Curtain Wall:_CurtianWall_SKYLIGHT:341191 | n/a | n/a | n/a | Structural | n/a | n/a | n/a
Structural Usage | n/a | 1900-12-31T23:59:59 | Submitted:Submitted for Approval | Component | Curtain Wall:_CurtianWall_SKYLIGHT:341191 | Non-bearing | n/a | n/a | Structural | n/a | n/a
Angle | n/a | 1900-12-31T23:59:59 | Submitted:Submitted for Approval | Component | Curtain Wall:_CurtianWall_SKYLIGHT:341191 | 0 | n/a | n/a | Vertical Grid | n/a | n/a | n/a
Justification | n/a | 1900-12-31T23:59:59 | Submitted:Submitted for Approval | Component | Curtain Wall:_CurtianWall_SKYLIGHT:341191 | Center | n/a | n/a | Vertical Grid | n/a | n/a
Number | n/a | 1900-12-31T23:59:59 | Submitted:Submitted for Approval | Component | Curtain Wall:_CurtianWall_SKYLIGHT:341191 | 5 | n/a | n/a | Vertical Grid | n/a | n/a | n/a
Offset | n/a | 1900-12-31T23:59:59 | Submitted:Submitted for Approval | Component | Curtain Wall:_CurtianWall_SKYLIGHT:341191 | 0 | n/a | n/a | Vertical Grid | n/a | n/a | n/a
Reference | n/a | 1900-12-31T23:59:59 | Submitted:Submitted for Approval | Component | Curtain Wall:_CurtianWall_SKYLIGHT:341244 | _CurtianWall_SKYLIGHT | n/a | n/a | Pset_CurtainWallCommon | n/a | n/a
IsExternal | n/a | 1900-12-31T23:59:59 | Submitted:Submitted for Approval | Component | Curtain Wall:_CurtianWall_SKYLIGHT:341244 | TRUE | n/a | n/a | Pset_CurtainWallCommon | n/a | n/a | n/a
Base Constraint | n/a | 1900-12-31T23:59:59 | Submitted:Submitted for Approval | Component | Curtain Wall:_CurtianWall_SKYLIGHT:341244 | Level: Roof Over Main Beams | n/a | n/a | Constraints | n/a | n/a
Base is Attached | n/a | 1900-12-31T23:59:59 | Submitted:Submitted for Approval | Component | Curtain Wall:_CurtianWall_SKYLIGHT:341244 | n/a | n/a | n/a | Constraints | n/a | n/a | n/a
Base Offset | n/a | 1900-12-31T23:59:59 | Submitted:Submitted for Approval | Component | Curtain Wall:_CurtianWall_SKYLIGHT:341244 | 130 | n/a | n/a | Constraints | n/a | n/a | n/a
Related to Mass | n/a | 1900-12-31T23:59:59 | Submitted:Submitted for Approval | Component | Curtain Wall:_CurtianWall_SKYLIGHT:341244 | n/a | n/a | n/a | Constraints | n/a | n/a | n/a
Room Bounding | n/a | 1900-12-31T23:59:59 | Submitted:Submitted for Approval | Component | Curtain Wall:_CurtianWall_SKYLIGHT:341244 | TRUE | n/a | n/a | Constraints | n/a | n/a | n/a
Top Constraint | n/a | 1900-12-31T23:59:59 | Submitted:Submitted for Approval | Component | Curtain Wall:_CurtianWall_SKYLIGHT:341244 | Level: Top of Steel | n/a | n/a | Constraints | n/a | n/a
Top is Attached | n/a | 1900-12-31T23:59:59 | Submitted:Submitted for Approval | Component | Curtain Wall:_CurtianWall_SKYLIGHT:341244 | n/a | n/a | n/a | Constraints | n/a | n/a | n/a
Top Offset | n/a | 1900-12-31T23:59:59 | Submitted:Submitted for Approval | Component | Curtain Wall:_CurtianWall_SKYLIGHT:341244 | -330 | n/a | n/a | Constraints | n/a | n/a | n/a
Unconnected Height | n/a | 1900-12-31T23:59:59 | Submitted:Submitted for Approval | Component | Curtain Wall:_CurtianWall_SKYLIGHT:341244 | 1115 | n/a | n/a | Constraints | n/a | n/a | n/a
Area | n/a | 1900-12-31T23:59:59 | Submitted:Submitted for Approval | Component | Curtain Wall:_CurtianWall_SKYLIGHT:341244 | 6.467 | n/a | n/a | Dimensions | n/a | n/a | n/a
Length | n/a | 1900-12-31T23:59:59 | Submitted:Submitted for Approval | Component | Curtain Wall:_CurtianWall_SKYLIGHT:341244 | 5800 | n/a | n/a | Dimensions | n/a | n/a | n/a
Angle | n/a | 1900-12-31T23:59:59 | Submitted:Submitted for Approval | Component | Curtain Wall:_CurtianWall_SKYLIGHT:341244 | 0 | n/a | n/a | Horizontal Grid | n/a | n/a | n/a
Justification | n/a | 1900-12-31T23:59:59 | Submitted:Submitted for Approval | Component | Curtain Wall:_CurtianWall_SKYLIGHT:341244 | Beginning | n/a | n/a | Horizontal Grid | n/a | n/a
Number | n/a | 1900-12-31T23:59:59 | Submitted:Submitted for Approval | Component | Curtain Wall:_CurtianWall_SKYLIGHT:341244 | 4 | n/a | n/a | Horizontal Grid | n/a | n/a | n/a
Offset | n/a | 1900-12-31T23:59:59 | Submitted:Submitted for Approval | Component | Curtain Wall:_CurtianWall_SKYLIGHT:341244 | 0 | n/a | n/a | Horizontal Grid | n/a | n/a | n/a
Phase Created | n/a | 1900-12-31T23:59:59 | Submitted:Submitted for Approval | Component | Curtain Wall:_CurtianWall_SKYLIGHT:341244 | New Construction | n/a | n/a | Phasing | n/a | n/a
Enable Analytical Model | n/a | 1900-12-31T23:59:59 | Submitted:Submitted for Approval | Component | Curtain Wall:_CurtianWall_SKYLIGHT:341244 | n/a | n/a | n/a | Structural | n/a | n/a | n/a
Structural | n/a | 1900-12-31T23:59:59 | Submitted:Submitted for Approval | Component | Curtain Wall:_CurtianWall_SKYLIGHT:341244 | n/a | n/a | n/a | Structural | n/a | n/a | n/a
Structural Usage | n/a | 1900-12-31T23:59:59 | Submitted:Submitted for Approval | Component | Curtain Wall:_CurtianWall_SKYLIGHT:341244 | Non-bearing | n/a | n/a | Structural | n/a | n/a
Angle | n/a | 1900-12-31T23:59:59 | Submitted:Submitted for Approval | Component | Curtain Wall:_CurtianWall_SKYLIGHT:341244 | 0 | n/a | n/a | Vertical Grid | n/a | n/a | n/a
Justification | n/a | 1900-12-31T23:59:59 | Submitted:Submitted for Approval | Component | Curtain Wall:_CurtianWall_SKYLIGHT:341244 | Center | n/a | n/a | Vertical Grid | n/a | n/a
Number | n/a | 1900-12-31T23:59:59 | Submitted:Submitted for Approval | Component | Curtain Wall:_CurtianWall_SKYLIGHT:341244 | 5 | n/a | n/a | Vertical Grid | n/a | n/a | n/a
Offset | n/a | 1900-12-31T23:59:59 | Submitted:Submitted for Approval | Component | Curtain Wall:_CurtianWall_SKYLIGHT:341244 | 0 | n/a | n/a | Vertical Grid | n/a | n/a | n/a
Reference | n/a | 1900-12-31T23:59:59 | Submitted:Submitted for Approval | Component | Curtain Wall:_CurtianWall_SKYLIGHT:341376 | _CurtianWall_SKYLIGHT | n/a | n/a | Pset_CurtainWallCommon | n/a | n/a
IsExternal | n/a | 1900-12-31T23:59:59 | Submitted:Submitted for Approval | Component | Curtain Wall:_CurtianWall_SKYLIGHT:341376 | TRUE | n/a | n/a | Pset_CurtainWallCommon | n/a | n/a | n/a
Base Constraint | n/a | 1900-12-31T23:59:59 | Submitted:Submitted for Approval | Component | Curtain Wall:_CurtianWall_SKYLIGHT:341376 | Level: Roof Over Main Beams | n/a | n/a | Constraints | n/a | n/a
Base is Attached | n/a | 1900-12-31T23:59:59 | Submitted:Submitted for Approval | Component | Curtain Wall:_CurtianWall_SKYLIGHT:341376 | n/a | n/a | n/a | Constraints | n/a | n/a | n/a
Base Offset | n/a | 1900-12-31T23:59:59 | Submitted:Submitted for Approval | Component | Curtain Wall:_CurtianWall_SKYLIGHT:341376 | 130 | n/a | n/a | Constraints | n/a | n/a | n/a
Related to Mass | n/a | 1900-12-31T23:59:59 | Submitted:Submitted for Approval | Component | Curtain Wall:_CurtianWall_SKYLIGHT:341376 | n/a | n/a | n/a | Constraints | n/a | n/a | n/a
Room Bounding | n/a | 1900-12-31T23:59:59 | Submitted:Submitted for Approval | Component | Curtain Wall:_CurtianWall_SKYLIGHT:341376 | TRUE | n/a | n/a | Constraints | n/a | n/a | n/a
Top Constraint | n/a | 1900-12-31T23:59:59 | Submitted:Submitted for Approval | Component | Curtain Wall:_CurtianWall_SKYLIGHT:341376 | Level: Top of Steel | n/a | n/a | Constraints | n/a | n/a
Top is Attached | n/a | 1900-12-31T23:59:59 | Submitted:Submitted for Approval | Component | Curtain Wall:_CurtianWall_SKYLIGHT:341376 | n/a | n/a | n/a | Constraints | n/a | n/a | n/a
Top Offset | n/a | 1900-12-31T23:59:59 | Submitted:Submitted for Approval | Component | Curtain Wall:_CurtianWall_SKYLIGHT:341376 | -330 | n/a | n/a | Constraints | n/a | n/a | n/a
Unconnected Height | n/a | 1900-12-31T23:59:59 | Submitted:Submitted for Approval | Component | Curtain Wall:_CurtianWall_SKYLIGHT:341376 | 1115 | n/a | n/a | Constraints | n/a | n/a | n/a
Area | n/a | 1900-12-31T23:59:59 | Submitted:Submitted for Approval | Component | Curtain Wall:_CurtianWall_SKYLIGHT:341376 | 4.683 | n/a | n/a | Dimensions | n/a | n/a | n/a
Length | n/a | 1900-12-31T23:59:59 | Submitted:Submitted for Approval | Component | Curtain Wall:_CurtianWall_SKYLIGHT:341376 | 4200 | n/a | n/a | Dimensions | n/a | n/a | n/a
Angle | n/a | 1900-12-31T23:59:59 | Submitted:Submitted for Approval | Component | Curtain Wall:_CurtianWall_SKYLIGHT:341376 | 0 | n/a | n/a | Horizontal Grid | n/a | n/a | n/a
Justification | n/a | 1900-12-31T23:59:59 | Submitted:Submitted for Approval | Component | Curtain Wall:_CurtianWall_SKYLIGHT:341376 | Beginning | n/a | n/a | Horizontal Grid | n/a | n/a
Number | n/a | 1900-12-31T23:59:59 | Submitted:Submitted for Approval | Component | Curtain Wall:_CurtianWall_SKYLIGHT:341376 | 4 | n/a | n/a | Horizontal Grid | n/a | n/a | n/a
Offset | n/a | 1900-12-31T23:59:59 | Submitted:Submitted for Approval | Component | Curtain Wall:_CurtianWall_SKYLIGHT:341376 | 0 | n/a | n/a | Horizontal Grid | n/a | n/a | n/a
Phase Created | n/a | 1900-12-31T23:59:59 | Submitted:Submitted for Approval | Component | Curtain Wall:_CurtianWall_SKYLIGHT:341376 | New Construction | n/a | n/a | Phasing | n/a | n/a
Enable Analytical Model | n/a | 1900-12-31T23:59:59 | Submitted:Submitted for Approval | Component | Curtain Wall:_CurtianWall_SKYLIGHT:341376 | n/a | n/a | n/a | Structural | n/a | n/a | n/a
Structural | n/a | 1900-12-31T23:59:59 | Submitted:Submitted for Approval | Component | Curtain Wall:_CurtianWall_SKYLIGHT:341376 | n/a | n/a | n/a | Structural | n/a | n/a | n/a
Structural Usage | n/a | 1900-12-31T23:59:59 | Submitted:Submitted for Approval | Component | Curtain Wall:_CurtianWall_SKYLIGHT:341376 | Non-bearing | n/a | n/a | Structural | n/a | n/a
Angle | n/a | 1900-12-31T23:59:59 | Submitted:Submitted for Approval | Component | Curtain Wall:_CurtianWall_SKYLIGHT:341376 | 0 | n/a | n/a | Vertical Grid | n/a | n/a | n/a
Justification | n/a | 1900-12-31T23:59:59 | Submitted:Submitted for Approval | Component | Curtain Wall:_CurtianWall_SKYLIGHT:341376 | Center | n/a | n/a | Vertical Grid | n/a | n/a
Number | n/a | 1900-12-31T23:59:59 | Submitted:Submitted for Approval | Component | Curtain Wall:_CurtianWall_SKYLIGHT:341376 | 3 | n/a | n/a | Vertical Grid | n/a | n/a | n/a
Offset | n/a | 1900-12-31T23:59:59 | Submitted:Submitted for Approval | Component | Curtain Wall:_CurtianWall_SKYLIGHT:341376 | 0 | n/a | n/a | Vertical Grid | n/a | n/a | n/a
b | n/a | 1900-12-31T23:59:59 | Submitted:Submitted for Approval | Type | 200 X 200 | 200 | n/a | n/a | Dimensions | n/a | n/a | n/a
d | n/a | 1900-12-31T23:59:59 | Submitted:Submitted for Approval | Type | 200 X 200 | 200 | n/a | n/a | Dimensions | n/a | n/a | n/a
Assembly Code | n/a | 1900-12-31T23:59:59 | Submitted:Submitted for Approval | Type | 200 X 200 |  | n/a | n/a | Identity Data | n/a | n/a
Assembly Description | n/a | 1900-12-31T23:59:59 | Submitted:Submitted for Approval | Type | 200 X 200 |  | n/a | n/a | Identity Data | n/a | n/a
Keynote | n/a | 1900-12-31T23:59:59 | Submitted:Submitted for Approval | Type | 200 X 200 | G20 | n/a | n/a | Identity Data | n/a | n/a
OmniClass Number | n/a | 1900-12-31T23:59:59 | Submitted:Submitted for Approval | Type | 200 X 200 |  | n/a | n/a | Identity Data | n/a | n/a
OmniClass Title | n/a | 1900-12-31T23:59:59 | Submitted:Submitted for Approval | Type | 200 X 200 |  | n/a | n/a | Identity Data | n/a | n/a
A | n/a | 1900-12-31T23:59:59 | Submitted:Submitted for Approval | Type | 200 X 200 | 0.01952 | n/a | n/a | Structural | n/a | n/a | n/a
Reference | n/a | 1900-12-31T23:59:59 | Submitted:Submitted for Approval | Component | Timber:200 X 200:288899 | 200 X 200 | n/a | n/a | Pset_ColumnCommon | n/a | n/a
LoadBearing | n/a | 1900-12-31T23:59:59 | Submitted:Submitted for Approval | Component | Timber:200 X 200:288899 | TRUE | n/a | n/a | Pset_ColumnCommon | n/a | n/a | n/a
IsExternal | n/a | 1900-12-31T23:59:59 | Submitted:Submitted for Approval | Component | Timber:200 X 200:288899 | n/a | n/a | n/a | Pset_ColumnCommon | n/a | n/a | n/a
Base Level | n/a | 1900-12-31T23:59:59 | Submitted:Submitted for Approval | Component | Timber:200 X 200:288899 | Level: Ground Floor | n/a | n/a | Constraints | n/a | n/a
Base Offset | n/a | 1900-12-31T23:59:59 | Submitted:Submitted for Approval | Component | Timber:200 X 200:288899 | 0 | n/a | n/a | Constraints | n/a | n/a | n/a
Column Location Mark | n/a | 1900-12-31T23:59:59 | Submitted:Submitted for Approval | Component | Timber:200 X 200:288899 | D-5a | n/a | n/a | Constraints | n/a | n/a
Column Style | n/a | 1900-12-31T23:59:59 | Submitted:Submitted for Approval | Component | Timber:200 X 200:288899 | Vertical | n/a | n/a | Constraints | n/a | n/a
Moves With Grids | n/a | 1900-12-31T23:59:59 | Submitted:Submitted for Approval | Component | Timber:200 X 200:288899 | TRUE | n/a | n/a | Constraints | n/a | n/a | n/a
Top Level | n/a | 1900-12-31T23:59:59 | Submitted:Submitted for Approval | Component | Timber:200 X 200:288899 | Level: Roof Over Main Beams | n/a | n/a | Constraints | n/a | n/a
Top Offset | n/a | 1900-12-31T23:59:59 | Submitted:Submitted for Approval | Component | Timber:200 X 200:288899 | 1225 | n/a | n/a | Constraints | n/a | n/a | n/a
Volume | n/a | 1900-12-31T23:59:59 | Submitted:Submitted for Approval | Component | Timber:200 X 200:288899 | 0.209 | n/a | n/a | Dimensions | n/a | n/a | n/a
Structural Material | n/a | 1900-12-31T23:59:59 | Submitted:Submitted for Approval | Component | Timber:200 X 200:288899 | Wood - Dimensional Lumber | n/a | n/a | Materials and Finishes | n/a | n/a
Phase Created | n/a | 1900-12-31T23:59:59 | Submitted:Submitted for Approval | Component | Timber:200 X 200:288899 | New Construction | n/a | n/a | Phasing | n/a | n/a
Enable Analytical Model | n/a | 1900-12-31T23:59:59 | Submitted:Submitted for Approval | Component | Timber:200 X 200:288899 | TRUE | n/a | n/a | Structural | n/a | n/a | n/a
b | n/a | 1900-12-31T23:59:59 | Submitted:Submitted for Approval | Type | 200 X 200 | 200 | n/a | n/a | Dimensions | n/a | n/a | n/a
d | n/a | 1900-12-31T23:59:59 | Submitted:Submitted for Approval | Type | 200 X 200 | 200 | n/a | n/a | Dimensions | n/a | n/a | n/a
Assembly Code | n/a | 1900-12-31T23:59:59 | Submitted:Submitted for Approval | Type | 200 X 200 |  | n/a | n/a | Identity Data | n/a | n/a
Assembly Description | n/a | 1900-12-31T23:59:59 | Submitted:Submitted for Approval | Type | 200 X 200 |  | n/a | n/a | Identity Data | n/a | n/a
Keynote | n/a | 1900-12-31T23:59:59 | Submitted:Submitted for Approval | Type | 200 X 200 | G20 | n/a | n/a | Identity Data | n/a | n/a
OmniClass Number | n/a | 1900-12-31T23:59:59 | Submitted:Submitted for Approval | Type | 200 X 200 |  | n/a | n/a | Identity Data | n/a | n/a
OmniClass Title | n/a | 1900-12-31T23:59:59 | Submitted:Submitted for Approval | Type | 200 X 200 |  | n/a | n/a | Identity Data | n/a | n/a
A | n/a | 1900-12-31T23:59:59 | Submitted:Submitted for Approval | Type | 200 X 200 | 0.01952 | n/a | n/a | Structural | n/a | n/a | n/a
Reference | n/a | 1900-12-31T23:59:59 | Submitted:Submitted for Approval | Component | Timber:200 X 200:294934 | 200 X 200 | n/a | n/a | Pset_ColumnCommon | n/a | n/a
LoadBearing | n/a | 1900-12-31T23:59:59 | Submitted:Submitted for Approval | Component | Timber:200 X 200:294934 | TRUE | n/a | n/a | Pset_ColumnCommon | n/a | n/a | n/a
IsExternal | n/a | 1900-12-31T23:59:59 | Submitted:Submitted for Approval | Component | Timber:200 X 200:294934 | n/a | n/a | n/a | Pset_ColumnCommon | n/a | n/a | n/a
Base Level | n/a | 1900-12-31T23:59:59 | Submitted:Submitted for Approval | Component | Timber:200 X 200:294934 | Level: Ground Floor | n/a | n/a | Constraints | n/a | n/a
Base Offset | n/a | 1900-12-31T23:59:59 | Submitted:Submitted for Approval | Component | Timber:200 X 200:294934 | 0 | n/a | n/a | Constraints | n/a | n/a | n/a
Column Location Mark | n/a | 1900-12-31T23:59:59 | Submitted:Submitted for Approval | Component | Timber:200 X 200:294934 | C-1a | n/a | n/a | Constraints | n/a | n/a
Column Style | n/a | 1900-12-31T23:59:59 | Submitted:Submitted for Approval | Component | Timber:200 X 200:294934 | Vertical | n/a | n/a | Constraints | n/a | n/a
Moves With Grids | n/a | 1900-12-31T23:59:59 | Submitted:Submitted for Approval | Component | Timber:200 X 200:294934 | TRUE | n/a | n/a | Constraints | n/a | n/a | n/a
Top Level | n/a | 1900-12-31T23:59:59 | Submitted:Submitted for Approval | Component | Timber:200 X 200:294934 | Level: Lower Roof - Slab Level | n/a | n/a | Constraints | n/a | n/a
Top Offset | n/a | 1900-12-31T23:59:59 | Submitted:Submitted for Approval | Component | Timber:200 X 200:294934 | 800 | n/a | n/a | Constraints | n/a | n/a | n/a
Volume | n/a | 1900-12-31T23:59:59 | Submitted:Submitted for Approval | Component | Timber:200 X 200:294934 | 0.16 | n/a | n/a | Dimensions | n/a | n/a | n/a
Structural Material | n/a | 1900-12-31T23:59:59 | Submitted:Submitted for Approval | Component | Timber:200 X 200:294934 | Wood - Dimensional Lumber | n/a | n/a | Materials and Finishes | n/a | n/a
Phase Created | n/a | 1900-12-31T23:59:59 | Submitted:Submitted for Approval | Component | Timber:200 X 200:294934 | New Construction | n/a | n/a | Phasing | n/a | n/a
Enable Analytical Model | n/a | 1900-12-31T23:59:59 | Submitted:Submitted for Approval | Component | Timber:200 X 200:294934 | TRUE | n/a | n/a | Structural | n/a | n/a | n/a
Depth | n/a | 1900-12-31T23:59:59 | Submitted:Submitted for Approval | Type | Type 1 | 160 | n/a | n/a | Dimensions | n/a | n/a | n/a
Height | n/a | 1900-12-31T23:59:59 | Submitted:Submitted for Approval | Type | Type 1 | 300 | n/a | n/a | Dimensions | n/a | n/a | n/a
Length | n/a | 1900-12-31T23:59:59 | Submitted:Submitted for Approval | Type | Type 1 | 160 | n/a | n/a | Dimensions | n/a | n/a | n/a
Width | n/a | 1900-12-31T23:59:59 | Submitted:Submitted for Approval | Type | Type 1 | 160 | n/a | n/a | Dimensions | n/a | n/a | n/a
Assembly Code | n/a | 1900-12-31T23:59:59 | Submitted:Submitted for Approval | Type | Type 1 |  | n/a | n/a | Identity Data | n/a | n/a
Assembly Description | n/a | 1900-12-31T23:59:59 | Submitted:Submitted for Approval | Type | Type 1 |  | n/a | n/a | Identity Data | n/a | n/a
Description | n/a | 1900-12-31T23:59:59 | Submitted:Submitted for Approval | Type | Type 1 | Wall mounted multiple roll dispenser | n/a | n/a | Identity Data | n/a | n/a
Help | n/a | 1900-12-31T23:59:59 | Submitted:Submitted for Approval | Type | Type 1 | www.nationalbimlibrary.com | n/a | n/a | Identity Data | n/a | n/a
IssueDate | n/a | 1900-12-31T23:59:59 | Submitted:Submitted for Approval | Type | Type 1 |  | n/a | n/a | Identity Data | n/a | n/a
NBSDescription | n/a | 1900-12-31T23:59:59 | Submitted:Submitted for Approval | Type | Type 1 | Paper towel dispensers type A | n/a | n/a | Identity Data | n/a | n/a
NBSReference | n/a | 1900-12-31T23:59:59 | Submitted:Submitted for Approval | Type | Type 1 | 45-35-72/344A | n/a | n/a | Identity Data | n/a | n/a
OmniClass Number | n/a | 1900-12-31T23:59:59 | Submitted:Submitted for Approval | Type | Type 1 |  | n/a | n/a | Identity Data | n/a | n/a
OmniClass Title | n/a | 1900-12-31T23:59:59 | Submitted:Submitted for Approval | Type | Type 1 |  | n/a | n/a | Identity Data | n/a | n/a
Version | n/a | 1900-12-31T23:59:59 | Submitted:Submitted for Approval | Type | Type 1 |  | n/a | n/a | Identity Data | n/a | n/a
ToiletRollDispenserMaterial | n/a | 1900-12-31T23:59:59 | Submitted:Submitted for Approval | Type | Type 1 | nbl_Ceramic | n/a | n/a | Materials and Finishes | n/a | n/a
Colour | n/a | 1900-12-31T23:59:59 | Submitted:Submitted for Approval | Type | Type 1 |  | n/a | n/a | Other | n/a | n/a
Constituents | n/a | 1900-12-31T23:59:59 | Submitted:Submitted for Approval | Type | Type 1 |  | n/a | n/a | Other | n/a | n/a
Features | n/a | 1900-12-31T23:59:59 | Submitted:Submitted for Approval | Type | Type 1 |  | n/a | n/a | Other | n/a | n/a
Finish | n/a | 1900-12-31T23:59:59 | Submitted:Submitted for Approval | Type | Type 1 |  | n/a | n/a | Other | n/a | n/a
Grade | n/a | 1900-12-31T23:59:59 | Submitted:Submitted for Approval | Type | Type 1 |  | n/a | n/a | Other | n/a | n/a
Material | n/a | 1900-12-31T23:59:59 | Submitted:Submitted for Approval | Type | Type 1 |  | n/a | n/a | Other | n/a | n/a
NominalHeight | n/a | 1900-12-31T23:59:59 | Submitted:Submitted for Approval | Type | Type 1 | 300 | n/a | n/a | Other | n/a | n/a | n/a
NominalLength | n/a | 1900-12-31T23:59:59 | Submitted:Submitted for Approval | Type | Type 1 | 160 | n/a | n/a | Other | n/a | n/a | n/a
NominalWidth | n/a | 1900-12-31T23:59:59 | Submitted:Submitted for Approval | Type | Type 1 | 160 | n/a | n/a | Other | n/a | n/a | n/a
ProductionYear | n/a | 1900-12-31T23:59:59 | Submitted:Submitted for Approval | Type | Type 1 |  | n/a | n/a | Other | n/a | n/a
ReplacementCost | n/a | 1900-12-31T23:59:59 | Submitted:Submitted for Approval | Type | Type 1 |  | n/a | n/a | Other | n/a | n/a
ServiceLifeDuration | n/a | 1900-12-31T23:59:59 | Submitted:Submitted for Approval | Type | Type 1 |  | n/a | n/a | Other | n/a | n/a
Shape | n/a | 1900-12-31T23:59:59 | Submitted:Submitted for Approval | Type | Type 1 |  | n/a | n/a | Other | n/a | n/a
Size | n/a | 1900-12-31T23:59:59 | Submitted:Submitted for Approval | Type | Type 1 |  | n/a | n/a | Other | n/a | n/a
WarrantyDescription | n/a | 1900-12-31T23:59:59 | Submitted:Submitted for Approval | Type | Type 1 |  | n/a | n/a | Other | n/a | n/a
WarrantyDurationLabour | n/a | 1900-12-31T23:59:59 | Submitted:Submitted for Approval | Type | Type 1 |  | n/a | n/a | Other | n/a | n/a
WarrantyDurationParts | n/a | 1900-12-31T23:59:59 | Submitted:Submitted for Approval | Type | Type 1 |  | n/a | n/a | Other | n/a | n/a
WarrantyGuarantorLabour | n/a | 1900-12-31T23:59:59 | Submitted:Submitted for Approval | Type | Type 1 |  | n/a | n/a | Other | n/a | n/a
WarrantyGuarantorParts | n/a | 1900-12-31T23:59:59 | Submitted:Submitted for Approval | Type | Type 1 |  | n/a | n/a | Other | n/a | n/a
ProductionYear | n/a | 1900-12-31T23:59:59 | Submitted:Submitted for Approval | Component | nbl_SanitaryAccessory_Dispenser-Toilet-Roll-Mltpl:Type 1:305051 |  | n/a | n/a | Pset_ManufacturerTypeInformation | n/a | n/a
Host | n/a | 1900-12-31T23:59:59 | Submitted:Submitted for Approval | Component | nbl_SanitaryAccessory_Dispenser-Toilet-Roll-Mltpl:Type 1:305051 | Floor : nbl_Fin_CerTls-CemAdh-PolyethFilmSht | n/a | n/a | Constraints | n/a | n/a
Level | n/a | 1900-12-31T23:59:59 | Submitted:Submitted for Approval | Component | nbl_SanitaryAccessory_Dispenser-Toilet-Roll-Mltpl:Type 1:305051 | Level: Ground Floor | n/a | n/a | Constraints | n/a | n/a
Moves With Nearby Elements | n/a | 1900-12-31T23:59:59 | Submitted:Submitted for Approval | Component | nbl_SanitaryAccessory_Dispenser-Toilet-Roll-Mltpl:Type 1:305051 | n/a | n/a | n/a | Constraints | n/a | n/a | n/a
Offset | n/a | 1900-12-31T23:59:59 | Submitted:Submitted for Approval | Component | nbl_SanitaryAccessory_Dispenser-Toilet-Roll-Mltpl:Type 1:305051 | 0 | n/a | n/a | Constraints | n/a | n/a | n/a
OffsetFromFloor | n/a | 1900-12-31T23:59:59 | Submitted:Submitted for Approval | Component | nbl_SanitaryAccessory_Dispenser-Toilet-Roll-Mltpl:Type 1:305051 | 900 | n/a | n/a | Dimensions | n/a | n/a | n/a
ComponentNumber | n/a | 1900-12-31T23:59:59 | Submitted:Submitted for Approval | Component | nbl_SanitaryAccessory_Dispenser-Toilet-Roll-Mltpl:Type 1:305051 |  | n/a | n/a | Identity Data | n/a | n/a
Mark | n/a | 1900-12-31T23:59:59 | Submitted:Submitted for Approval | Component | nbl_SanitaryAccessory_Dispenser-Toilet-Roll-Mltpl:Type 1:305051 | 50 | n/a | n/a | Identity Data | n/a | n/a
AssetIdentifier | n/a | 1900-12-31T23:59:59 | Submitted:Submitted for Approval | Component | nbl_SanitaryAccessory_Dispenser-Toilet-Roll-Mltpl:Type 1:305051 |  | n/a | n/a | Other | n/a | n/a
BarCode | n/a | 1900-12-31T23:59:59 | Submitted:Submitted for Approval | Component | nbl_SanitaryAccessory_Dispenser-Toilet-Roll-Mltpl:Type 1:305051 |  | n/a | n/a | Other | n/a | n/a
InstallationDate | n/a | 1900-12-31T23:59:59 | Submitted:Submitted for Approval | Component | nbl_SanitaryAccessory_Dispenser-Toilet-Roll-Mltpl:Type 1:305051 |  | n/a | n/a | Other | n/a | n/a
SerialNumber | n/a | 1900-12-31T23:59:59 | Submitted:Submitted for Approval | Component | nbl_SanitaryAccessory_Dispenser-Toilet-Roll-Mltpl:Type 1:305051 |  | n/a | n/a | Other | n/a | n/a
TagNumber | n/a | 1900-12-31T23:59:59 | Submitted:Submitted for Approval | Component | nbl_SanitaryAccessory_Dispenser-Toilet-Roll-Mltpl:Type 1:305051 |  | n/a | n/a | Other | n/a | n/a
WarrantyStartDate | n/a | 1900-12-31T23:59:59 | Submitted:Submitted for Approval | Component | nbl_SanitaryAccessory_Dispenser-Toilet-Roll-Mltpl:Type 1:305051 |  | n/a | n/a | Other | n/a | n/a
Phase Created | n/a | 1900-12-31T23:59:59 | Submitted:Submitted for Approval | Component | nbl_SanitaryAccessory_Dispenser-Toilet-Roll-Mltpl:Type 1:305051 | New Construction | n/a | n/a | Phasing | n/a | n/a
SanitarywareSet | n/a | 1900-12-31T23:59:59 | Submitted:Submitted for Approval | Component | nbl_SanitaryAccessory_Dispenser-Toilet-Roll-Mltpl:Type 1:305051 |  | n/a | n/a | Text | n/a | n/a
ProductionYear | n/a | 1900-12-31T23:59:59 | Submitted:Submitted for Approval | Component | nbl_SanitaryAccessory_Dispenser-Toilet-Roll-Mltpl:Type 1:305152 |  | n/a | n/a | Pset_ManufacturerTypeInformation | n/a | n/a
Host | n/a | 1900-12-31T23:59:59 | Submitted:Submitted for Approval | Component | nbl_SanitaryAccessory_Dispenser-Toilet-Roll-Mltpl:Type 1:305152 | Floor : nbl_Fin_CerTls-CemAdh-PolyethFilmSht | n/a | n/a | Constraints | n/a | n/a
Level | n/a | 1900-12-31T23:59:59 | Submitted:Submitted for Approval | Component | nbl_SanitaryAccessory_Dispenser-Toilet-Roll-Mltpl:Type 1:305152 | Level: Ground Floor | n/a | n/a | Constraints | n/a | n/a
Moves With Nearby Elements | n/a | 1900-12-31T23:59:59 | Submitted:Submitted for Approval | Component | nbl_SanitaryAccessory_Dispenser-Toilet-Roll-Mltpl:Type 1:305152 | n/a | n/a | n/a | Constraints | n/a | n/a | n/a
Offset | n/a | 1900-12-31T23:59:59 | Submitted:Submitted for Approval | Component | nbl_SanitaryAccessory_Dispenser-Toilet-Roll-Mltpl:Type 1:305152 | 0 | n/a | n/a | Constraints | n/a | n/a | n/a
OffsetFromFloor | n/a | 1900-12-31T23:59:59 | Submitted:Submitted for Approval | Component | nbl_SanitaryAccessory_Dispenser-Toilet-Roll-Mltpl:Type 1:305152 | 900 | n/a | n/a | Dimensions | n/a | n/a | n/a
ComponentNumber | n/a | 1900-12-31T23:59:59 | Submitted:Submitted for Approval | Component | nbl_SanitaryAccessory_Dispenser-Toilet-Roll-Mltpl:Type 1:305152 |  | n/a | n/a | Identity Data | n/a | n/a
Mark | n/a | 1900-12-31T23:59:59 | Submitted:Submitted for Approval | Component | nbl_SanitaryAccessory_Dispenser-Toilet-Roll-Mltpl:Type 1:305152 | 51 | n/a | n/a | Identity Data | n/a | n/a
AssetIdentifier | n/a | 1900-12-31T23:59:59 | Submitted:Submitted for Approval | Component | nbl_SanitaryAccessory_Dispenser-Toilet-Roll-Mltpl:Type 1:305152 |  | n/a | n/a | Other | n/a | n/a
BarCode | n/a | 1900-12-31T23:59:59 | Submitted:Submitted for Approval | Component | nbl_SanitaryAccessory_Dispenser-Toilet-Roll-Mltpl:Type 1:305152 |  | n/a | n/a | Other | n/a | n/a
InstallationDate | n/a | 1900-12-31T23:59:59 | Submitted:Submitted for Approval | Component | nbl_SanitaryAccessory_Dispenser-Toilet-Roll-Mltpl:Type 1:305152 |  | n/a | n/a | Other | n/a | n/a
SerialNumber | n/a | 1900-12-31T23:59:59 | Submitted:Submitted for Approval | Component | nbl_SanitaryAccessory_Dispenser-Toilet-Roll-Mltpl:Type 1:305152 |  | n/a | n/a | Other | n/a | n/a
TagNumber | n/a | 1900-12-31T23:59:59 | Submitted:Submitted for Approval | Component | nbl_SanitaryAccessory_Dispenser-Toilet-Roll-Mltpl:Type 1:305152 |  | n/a | n/a | Other | n/a | n/a
WarrantyStartDate | n/a | 1900-12-31T23:59:59 | Submitted:Submitted for Approval | Component | nbl_SanitaryAccessory_Dispenser-Toilet-Roll-Mltpl:Type 1:305152 |  | n/a | n/a | Other | n/a | n/a
Phase Created | n/a | 1900-12-31T23:59:59 | Submitted:Submitted for Approval | Component | nbl_SanitaryAccessory_Dispenser-Toilet-Roll-Mltpl:Type 1:305152 | New Construction | n/a | n/a | Phasing | n/a | n/a
SanitarywareSet | n/a | 1900-12-31T23:59:59 | Submitted:Submitted for Approval | Component | nbl_SanitaryAccessory_Dispenser-Toilet-Roll-Mltpl:Type 1:305152 |  | n/a | n/a | Text | n/a | n/a
ProductionYear | n/a | 1900-12-31T23:59:59 | Submitted:Submitted for Approval | Component | nbl_SanitaryAccessory_Dispenser-Toilet-Roll-Mltpl:Type 1:305474 |  | n/a | n/a | Pset_ManufacturerTypeInformation | n/a | n/a
Host | n/a | 1900-12-31T23:59:59 | Submitted:Submitted for Approval | Component | nbl_SanitaryAccessory_Dispenser-Toilet-Roll-Mltpl:Type 1:305474 | Floor : nbl_Fin_CerTls-CemAdh-PolyethFilmSht | n/a | n/a | Constraints | n/a | n/a
Level | n/a | 1900-12-31T23:59:59 | Submitted:Submitted for Approval | Component | nbl_SanitaryAccessory_Dispenser-Toilet-Roll-Mltpl:Type 1:305474 | Level: Ground Floor | n/a | n/a | Constraints | n/a | n/a
Moves With Nearby Elements | n/a | 1900-12-31T23:59:59 | Submitted:Submitted for Approval | Component | nbl_SanitaryAccessory_Dispenser-Toilet-Roll-Mltpl:Type 1:305474 | n/a | n/a | n/a | Constraints | n/a | n/a | n/a
Offset | n/a | 1900-12-31T23:59:59 | Submitted:Submitted for Approval | Component | nbl_SanitaryAccessory_Dispenser-Toilet-Roll-Mltpl:Type 1:305474 | 0 | n/a | n/a | Constraints | n/a | n/a | n/a
OffsetFromFloor | n/a | 1900-12-31T23:59:59 | Submitted:Submitted for Approval | Component | nbl_SanitaryAccessory_Dispenser-Toilet-Roll-Mltpl:Type 1:305474 | 900 | n/a | n/a | Dimensions | n/a | n/a | n/a
ComponentNumber | n/a | 1900-12-31T23:59:59 | Submitted:Submitted for Approval | Component | nbl_SanitaryAccessory_Dispenser-Toilet-Roll-Mltpl:Type 1:305474 |  | n/a | n/a | Identity Data | n/a | n/a
Mark | n/a | 1900-12-31T23:59:59 | Submitted:Submitted for Approval | Component | nbl_SanitaryAccessory_Dispenser-Toilet-Roll-Mltpl:Type 1:305474 | 52 | n/a | n/a | Identity Data | n/a | n/a
AssetIdentifier | n/a | 1900-12-31T23:59:59 | Submitted:Submitted for Approval | Component | nbl_SanitaryAccessory_Dispenser-Toilet-Roll-Mltpl:Type 1:305474 |  | n/a | n/a | Other | n/a | n/a
BarCode | n/a | 1900-12-31T23:59:59 | Submitted:Submitted for Approval | Component | nbl_SanitaryAccessory_Dispenser-Toilet-Roll-Mltpl:Type 1:305474 |  | n/a | n/a | Other | n/a | n/a
InstallationDate | n/a | 1900-12-31T23:59:59 | Submitted:Submitted for Approval | Component | nbl_SanitaryAccessory_Dispenser-Toilet-Roll-Mltpl:Type 1:305474 |  | n/a | n/a | Other | n/a | n/a
SerialNumber | n/a | 1900-12-31T23:59:59 | Submitted:Submitted for Approval | Component | nbl_SanitaryAccessory_Dispenser-Toilet-Roll-Mltpl:Type 1:305474 |  | n/a | n/a | Other | n/a | n/a
TagNumber | n/a | 1900-12-31T23:59:59 | Submitted:Submitted for Approval | Component | nbl_SanitaryAccessory_Dispenser-Toilet-Roll-Mltpl:Type 1:305474 |  | n/a | n/a | Other | n/a | n/a
WarrantyStartDate | n/a | 1900-12-31T23:59:59 | Submitted:Submitted for Approval | Component | nbl_SanitaryAccessory_Dispenser-Toilet-Roll-Mltpl:Type 1:305474 |  | n/a | n/a | Other | n/a | n/a
Phase Created | n/a | 1900-12-31T23:59:59 | Submitted:Submitted for Approval | Component | nbl_SanitaryAccessory_Dispenser-Toilet-Roll-Mltpl:Type 1:305474 | New Construction | n/a | n/a | Phasing | n/a | n/a
SanitarywareSet | n/a | 1900-12-31T23:59:59 | Submitted:Submitted for Approval | Component | nbl_SanitaryAccessory_Dispenser-Toilet-Roll-Mltpl:Type 1:305474 |  | n/a | n/a | Text | n/a | n/a
ProductionYear | n/a | 1900-12-31T23:59:59 | Submitted:Submitted for Approval | Component | nbl_SanitaryAccessory_Dispenser-Toilet-Roll-Mltpl:Type 1:305568 |  | n/a | n/a | Pset_ManufacturerTypeInformation | n/a | n/a
Host | n/a | 1900-12-31T23:59:59 | Submitted:Submitted for Approval | Component | nbl_SanitaryAccessory_Dispenser-Toilet-Roll-Mltpl:Type 1:305568 | Floor : nbl_Fin_CerTls-CemAdh-PolyethFilmSht | n/a | n/a | Constraints | n/a | n/a
Level | n/a | 1900-12-31T23:59:59 | Submitted:Submitted for Approval | Component | nbl_SanitaryAccessory_Dispenser-Toilet-Roll-Mltpl:Type 1:305568 | Level: Ground Floor | n/a | n/a | Constraints | n/a | n/a
Moves With Nearby Elements | n/a | 1900-12-31T23:59:59 | Submitted:Submitted for Approval | Component | nbl_SanitaryAccessory_Dispenser-Toilet-Roll-Mltpl:Type 1:305568 | n/a | n/a | n/a | Constraints | n/a | n/a | n/a
Offset | n/a | 1900-12-31T23:59:59 | Submitted:Submitted for Approval | Component | nbl_SanitaryAccessory_Dispenser-Toilet-Roll-Mltpl:Type 1:305568 | 0 | n/a | n/a | Constraints | n/a | n/a | n/a
OffsetFromFloor | n/a | 1900-12-31T23:59:59 | Submitted:Submitted for Approval | Component | nbl_SanitaryAccessory_Dispenser-Toilet-Roll-Mltpl:Type 1:305568 | 900 | n/a | n/a | Dimensions | n/a | n/a | n/a
ComponentNumber | n/a | 1900-12-31T23:59:59 | Submitted:Submitted for Approval | Component | nbl_SanitaryAccessory_Dispenser-Toilet-Roll-Mltpl:Type 1:305568 |  | n/a | n/a | Identity Data | n/a | n/a
Mark | n/a | 1900-12-31T23:59:59 | Submitted:Submitted for Approval | Component | nbl_SanitaryAccessory_Dispenser-Toilet-Roll-Mltpl:Type 1:305568 | 53 | n/a | n/a | Identity Data | n/a | n/a
AssetIdentifier | n/a | 1900-12-31T23:59:59 | Submitted:Submitted for Approval | Component | nbl_SanitaryAccessory_Dispenser-Toilet-Roll-Mltpl:Type 1:305568 |  | n/a | n/a | Other | n/a | n/a
BarCode | n/a | 1900-12-31T23:59:59 | Submitted:Submitted for Approval | Component | nbl_SanitaryAccessory_Dispenser-Toilet-Roll-Mltpl:Type 1:305568 |  | n/a | n/a | Other | n/a | n/a
InstallationDate | n/a | 1900-12-31T23:59:59 | Submitted:Submitted for Approval | Component | nbl_SanitaryAccessory_Dispenser-Toilet-Roll-Mltpl:Type 1:305568 |  | n/a | n/a | Other | n/a | n/a
SerialNumber | n/a | 1900-12-31T23:59:59 | Submitted:Submitted for Approval | Component | nbl_SanitaryAccessory_Dispenser-Toilet-Roll-Mltpl:Type 1:305568 |  | n/a | n/a | Other | n/a | n/a
TagNumber | n/a | 1900-12-31T23:59:59 | Submitted:Submitted for Approval | Component | nbl_SanitaryAccessory_Dispenser-Toilet-Roll-Mltpl:Type 1:305568 |  | n/a | n/a | Other | n/a | n/a
WarrantyStartDate | n/a | 1900-12-31T23:59:59 | Submitted:Submitted for Approval | Component | nbl_SanitaryAccessory_Dispenser-Toilet-Roll-Mltpl:Type 1:305568 |  | n/a | n/a | Other | n/a | n/a
Phase Created | n/a | 1900-12-31T23:59:59 | Submitted:Submitted for Approval | Component | nbl_SanitaryAccessory_Dispenser-Toilet-Roll-Mltpl:Type 1:305568 | New Construction | n/a | n/a | Phasing | n/a | n/a
SanitarywareSet | n/a | 1900-12-31T23:59:59 | Submitted:Submitted for Approval | Component | nbl_SanitaryAccessory_Dispenser-Toilet-Roll-Mltpl:Type 1:305568 |  | n/a | n/a | Text | n/a | n/a
ProductionYear | n/a | 1900-12-31T23:59:59 | Submitted:Submitted for Approval | Component | nbl_SanitaryAccessory_Dispenser-Toilet-Roll-Mltpl:Type 1:305611 |  | n/a | n/a | Pset_ManufacturerTypeInformation | n/a | n/a
Host | n/a | 1900-12-31T23:59:59 | Submitted:Submitted for Approval | Component | nbl_SanitaryAccessory_Dispenser-Toilet-Roll-Mltpl:Type 1:305611 | Floor : nbl_Fin_CerTls-CemAdh-PolyethFilmSht | n/a | n/a | Constraints | n/a | n/a
Level | n/a | 1900-12-31T23:59:59 | Submitted:Submitted for Approval | Component | nbl_SanitaryAccessory_Dispenser-Toilet-Roll-Mltpl:Type 1:305611 | Level: Ground Floor | n/a | n/a | Constraints | n/a | n/a
Moves With Nearby Elements | n/a | 1900-12-31T23:59:59 | Submitted:Submitted for Approval | Component | nbl_SanitaryAccessory_Dispenser-Toilet-Roll-Mltpl:Type 1:305611 | n/a | n/a | n/a | Constraints | n/a | n/a | n/a
Offset | n/a | 1900-12-31T23:59:59 | Submitted:Submitted for Approval | Component | nbl_SanitaryAccessory_Dispenser-Toilet-Roll-Mltpl:Type 1:305611 | 0 | n/a | n/a | Constraints | n/a | n/a | n/a
OffsetFromFloor | n/a | 1900-12-31T23:59:59 | Submitted:Submitted for Approval | Component | nbl_SanitaryAccessory_Dispenser-Toilet-Roll-Mltpl:Type 1:305611 | 900 | n/a | n/a | Dimensions | n/a | n/a | n/a
ComponentNumber | n/a | 1900-12-31T23:59:59 | Submitted:Submitted for Approval | Component | nbl_SanitaryAccessory_Dispenser-Toilet-Roll-Mltpl:Type 1:305611 |  | n/a | n/a | Identity Data | n/a | n/a
Mark | n/a | 1900-12-31T23:59:59 | Submitted:Submitted for Approval | Component | nbl_SanitaryAccessory_Dispenser-Toilet-Roll-Mltpl:Type 1:305611 | 54 | n/a | n/a | Identity Data | n/a | n/a
AssetIdentifier | n/a | 1900-12-31T23:59:59 | Submitted:Submitted for Approval | Component | nbl_SanitaryAccessory_Dispenser-Toilet-Roll-Mltpl:Type 1:305611 |  | n/a | n/a | Other | n/a | n/a
BarCode | n/a | 1900-12-31T23:59:59 | Submitted:Submitted for Approval | Component | nbl_SanitaryAccessory_Dispenser-Toilet-Roll-Mltpl:Type 1:305611 |  | n/a | n/a | Other | n/a | n/a
InstallationDate | n/a | 1900-12-31T23:59:59 | Submitted:Submitted for Approval | Component | nbl_SanitaryAccessory_Dispenser-Toilet-Roll-Mltpl:Type 1:305611 |  | n/a | n/a | Other | n/a | n/a
SerialNumber | n/a | 1900-12-31T23:59:59 | Submitted:Submitted for Approval | Component | nbl_SanitaryAccessory_Dispenser-Toilet-Roll-Mltpl:Type 1:305611 |  | n/a | n/a | Other | n/a | n/a
TagNumber | n/a | 1900-12-31T23:59:59 | Submitted:Submitted for Approval | Component | nbl_SanitaryAccessory_Dispenser-Toilet-Roll-Mltpl:Type 1:305611 |  | n/a | n/a | Other | n/a | n/a
WarrantyStartDate | n/a | 1900-12-31T23:59:59 | Submitted:Submitted for Approval | Component | nbl_SanitaryAccessory_Dispenser-Toilet-Roll-Mltpl:Type 1:305611 |  | n/a | n/a | Other | n/a | n/a
Phase Created | n/a | 1900-12-31T23:59:59 | Submitted:Submitted for Approval | Component | nbl_SanitaryAccessory_Dispenser-Toilet-Roll-Mltpl:Type 1:305611 | New Construction | n/a | n/a | Phasing | n/a | n/a
SanitarywareSet | n/a | 1900-12-31T23:59:59 | Submitted:Submitted for Approval | Component | nbl_SanitaryAccessory_Dispenser-Toilet-Roll-Mltpl:Type 1:305611 |  | n/a | n/a | Text | n/a | n/a
Depth | n/a | 1900-12-31T23:59:59 | Submitted:Submitted for Approval | Type | Type 1 | 125 | n/a | n/a | Dimensions | n/a | n/a | n/a
Height | n/a | 1900-12-31T23:59:59 | Submitted:Submitted for Approval | Type | Type 1 | 800 | n/a | n/a | Dimensions | n/a | n/a | n/a
Length | n/a | 1900-12-31T23:59:59 | Submitted:Submitted for Approval | Type | Type 1 | 125 | n/a | n/a | Dimensions | n/a | n/a | n/a
Width | n/a | 1900-12-31T23:59:59 | Submitted:Submitted for Approval | Type | Type 1 | 300 | n/a | n/a | Dimensions | n/a | n/a | n/a
Assembly Code | n/a | 1900-12-31T23:59:59 | Submitted:Submitted for Approval | Type | Type 1 |  | n/a | n/a | Identity Data | n/a | n/a
Assembly Description | n/a | 1900-12-31T23:59:59 | Submitted:Submitted for Approval | Type | Type 1 |  | n/a | n/a | Identity Data | n/a | n/a
Description | n/a | 1900-12-31T23:59:59 | Submitted:Submitted for Approval | Type | Type 1 | Wall mounted sanitary dispenser | n/a | n/a | Identity Data | n/a | n/a
Help | n/a | 1900-12-31T23:59:59 | Submitted:Submitted for Approval | Type | Type 1 | www.nationalbimlibrary.com | n/a | n/a | Identity Data | n/a | n/a
IssueDate | n/a | 1900-12-31T23:59:59 | Submitted:Submitted for Approval | Type | Type 1 |  | n/a | n/a | Identity Data | n/a | n/a
NBSDescription | n/a | 1900-12-31T23:59:59 | Submitted:Submitted for Approval | Type | Type 1 | Sanitary towel dispensers | n/a | n/a | Identity Data | n/a | n/a
NBSReference | n/a | 1900-12-31T23:59:59 | Submitted:Submitted for Approval | Type | Type 1 | 45-35-72/348 | n/a | n/a | Identity Data | n/a | n/a
OmniClass Number | n/a | 1900-12-31T23:59:59 | Submitted:Submitted for Approval | Type | Type 1 |  | n/a | n/a | Identity Data | n/a | n/a
OmniClass Title | n/a | 1900-12-31T23:59:59 | Submitted:Submitted for Approval | Type | Type 1 |  | n/a | n/a | Identity Data | n/a | n/a
Version | n/a | 1900-12-31T23:59:59 | Submitted:Submitted for Approval | Type | Type 1 |  | n/a | n/a | Identity Data | n/a | n/a
SanitaryDispenserMaterial | n/a | 1900-12-31T23:59:59 | Submitted:Submitted for Approval | Type | Type 1 | nbl_ConceptSolid | n/a | n/a | Materials and Finishes | n/a | n/a
Colour | n/a | 1900-12-31T23:59:59 | Submitted:Submitted for Approval | Type | Type 1 |  | n/a | n/a | Other | n/a | n/a
Constituents | n/a | 1900-12-31T23:59:59 | Submitted:Submitted for Approval | Type | Type 1 |  | n/a | n/a | Other | n/a | n/a
Features | n/a | 1900-12-31T23:59:59 | Submitted:Submitted for Approval | Type | Type 1 |  | n/a | n/a | Other | n/a | n/a
Finish | n/a | 1900-12-31T23:59:59 | Submitted:Submitted for Approval | Type | Type 1 |  | n/a | n/a | Other | n/a | n/a
Grade | n/a | 1900-12-31T23:59:59 | Submitted:Submitted for Approval | Type | Type 1 |  | n/a | n/a | Other | n/a | n/a
Material | n/a | 1900-12-31T23:59:59 | Submitted:Submitted for Approval | Type | Type 1 |  | n/a | n/a | Other | n/a | n/a
NominalHeight | n/a | 1900-12-31T23:59:59 | Submitted:Submitted for Approval | Type | Type 1 | 800 | n/a | n/a | Other | n/a | n/a | n/a
NominalLength | n/a | 1900-12-31T23:59:59 | Submitted:Submitted for Approval | Type | Type 1 | 125 | n/a | n/a | Other | n/a | n/a | n/a
NominalWidth | n/a | 1900-12-31T23:59:59 | Submitted:Submitted for Approval | Type | Type 1 | 300 | n/a | n/a | Other | n/a | n/a | n/a
ProductionYear | n/a | 1900-12-31T23:59:59 | Submitted:Submitted for Approval | Type | Type 1 |  | n/a | n/a | Other | n/a | n/a
ReplacementCost | n/a | 1900-12-31T23:59:59 | Submitted:Submitted for Approval | Type | Type 1 |  | n/a | n/a | Other | n/a | n/a
ServiceLifeDuration | n/a | 1900-12-31T23:59:59 | Submitted:Submitted for Approval | Type | Type 1 |  | n/a | n/a | Other | n/a | n/a
Shape | n/a | 1900-12-31T23:59:59 | Submitted:Submitted for Approval | Type | Type 1 |  | n/a | n/a | Other | n/a | n/a
Size | n/a | 1900-12-31T23:59:59 | Submitted:Submitted for Approval | Type | Type 1 |  | n/a | n/a | Other | n/a | n/a
WarrantyDescription | n/a | 1900-12-31T23:59:59 | Submitted:Submitted for Approval | Type | Type 1 |  | n/a | n/a | Other | n/a | n/a
WarrantyDurationLabour | n/a | 1900-12-31T23:59:59 | Submitted:Submitted for Approval | Type | Type 1 |  | n/a | n/a | Other | n/a | n/a
WarrantyDurationParts | n/a | 1900-12-31T23:59:59 | Submitted:Submitted for Approval | Type | Type 1 |  | n/a | n/a | Other | n/a | n/a
WarrantyGuarantorLabour | n/a | 1900-12-31T23:59:59 | Submitted:Submitted for Approval | Type | Type 1 |  | n/a | n/a | Other | n/a | n/a
WarrantyGuarantorParts | n/a | 1900-12-31T23:59:59 | Submitted:Submitted for Approval | Type | Type 1 |  | n/a | n/a | Other | n/a | n/a
ProductionYear | n/a | 1900-12-31T23:59:59 | Submitted:Submitted for Approval | Component | nbl_SanitaryAccessory_Dispenser-Sanitary :Type 1:305704 |  | n/a | n/a | Pset_ManufacturerTypeInformation | n/a | n/a
Host | n/a | 1900-12-31T23:59:59 | Submitted:Submitted for Approval | Component | nbl_SanitaryAccessory_Dispenser-Sanitary :Type 1:305704 | Level : Ground Floor | n/a | n/a | Constraints | n/a | n/a
Level | n/a | 1900-12-31T23:59:59 | Submitted:Submitted for Approval | Component | nbl_SanitaryAccessory_Dispenser-Sanitary :Type 1:305704 | Level: Ground Floor | n/a | n/a | Constraints | n/a | n/a
Moves With Nearby Elements | n/a | 1900-12-31T23:59:59 | Submitted:Submitted for Approval | Component | nbl_SanitaryAccessory_Dispenser-Sanitary :Type 1:305704 | n/a | n/a | n/a | Constraints | n/a | n/a | n/a
Offset | n/a | 1900-12-31T23:59:59 | Submitted:Submitted for Approval | Component | nbl_SanitaryAccessory_Dispenser-Sanitary :Type 1:305704 | 0 | n/a | n/a | Constraints | n/a | n/a | n/a
OffsetFromFloor | n/a | 1900-12-31T23:59:59 | Submitted:Submitted for Approval | Component | nbl_SanitaryAccessory_Dispenser-Sanitary :Type 1:305704 | 800 | n/a | n/a | Dimensions | n/a | n/a | n/a
ComponentNumber | n/a | 1900-12-31T23:59:59 | Submitted:Submitted for Approval | Component | nbl_SanitaryAccessory_Dispenser-Sanitary :Type 1:305704 |  | n/a | n/a | Identity Data | n/a | n/a
Mark | n/a | 1900-12-31T23:59:59 | Submitted:Submitted for Approval | Component | nbl_SanitaryAccessory_Dispenser-Sanitary :Type 1:305704 | 55 | n/a | n/a | Identity Data | n/a | n/a
AssetIdentifier | n/a | 1900-12-31T23:59:59 | Submitted:Submitted for Approval | Component | nbl_SanitaryAccessory_Dispenser-Sanitary :Type 1:305704 |  | n/a | n/a | Other | n/a | n/a
BarCode | n/a | 1900-12-31T23:59:59 | Submitted:Submitted for Approval | Component | nbl_SanitaryAccessory_Dispenser-Sanitary :Type 1:305704 |  | n/a | n/a | Other | n/a | n/a
InstallationDate | n/a | 1900-12-31T23:59:59 | Submitted:Submitted for Approval | Component | nbl_SanitaryAccessory_Dispenser-Sanitary :Type 1:305704 |  | n/a | n/a | Other | n/a | n/a
SerialNumber | n/a | 1900-12-31T23:59:59 | Submitted:Submitted for Approval | Component | nbl_SanitaryAccessory_Dispenser-Sanitary :Type 1:305704 |  | n/a | n/a | Other | n/a | n/a
TagNumber | n/a | 1900-12-31T23:59:59 | Submitted:Submitted for Approval | Component | nbl_SanitaryAccessory_Dispenser-Sanitary :Type 1:305704 |  | n/a | n/a | Other | n/a | n/a
WarrantyStartDate | n/a | 1900-12-31T23:59:59 | Submitted:Submitted for Approval | Component | nbl_SanitaryAccessory_Dispenser-Sanitary :Type 1:305704 |  | n/a | n/a | Other | n/a | n/a
Phase Created | n/a | 1900-12-31T23:59:59 | Submitted:Submitted for Approval | Component | nbl_SanitaryAccessory_Dispenser-Sanitary :Type 1:305704 | New Construction | n/a | n/a | Phasing | n/a | n/a
SanitarywareSet | n/a | 1900-12-31T23:59:59 | Submitted:Submitted for Approval | Component | nbl_SanitaryAccessory_Dispenser-Sanitary :Type 1:305704 |  | n/a | n/a | Text | n/a | n/a
ProductionYear | n/a | 1900-12-31T23:59:59 | Submitted:Submitted for Approval | Component | nbl_SanitaryAccessory_Dispenser-Sanitary :Type 1:305939 |  | n/a | n/a | Pset_ManufacturerTypeInformation | n/a | n/a
Host | n/a | 1900-12-31T23:59:59 | Submitted:Submitted for Approval | Component | nbl_SanitaryAccessory_Dispenser-Sanitary :Type 1:305939 | Level : Ground Floor | n/a | n/a | Constraints | n/a | n/a
Level | n/a | 1900-12-31T23:59:59 | Submitted:Submitted for Approval | Component | nbl_SanitaryAccessory_Dispenser-Sanitary :Type 1:305939 | Level: Ground Floor | n/a | n/a | Constraints | n/a | n/a
Moves With Nearby Elements | n/a | 1900-12-31T23:59:59 | Submitted:Submitted for Approval | Component | nbl_SanitaryAccessory_Dispenser-Sanitary :Type 1:305939 | n/a | n/a | n/a | Constraints | n/a | n/a | n/a
Offset | n/a | 1900-12-31T23:59:59 | Submitted:Submitted for Approval | Component | nbl_SanitaryAccessory_Dispenser-Sanitary :Type 1:305939 | 0 | n/a | n/a | Constraints | n/a | n/a | n/a
OffsetFromFloor | n/a | 1900-12-31T23:59:59 | Submitted:Submitted for Approval | Component | nbl_SanitaryAccessory_Dispenser-Sanitary :Type 1:305939 | 800 | n/a | n/a | Dimensions | n/a | n/a | n/a
ComponentNumber | n/a | 1900-12-31T23:59:59 | Submitted:Submitted for Approval | Component | nbl_SanitaryAccessory_Dispenser-Sanitary :Type 1:305939 |  | n/a | n/a | Identity Data | n/a | n/a
Mark | n/a | 1900-12-31T23:59:59 | Submitted:Submitted for Approval | Component | nbl_SanitaryAccessory_Dispenser-Sanitary :Type 1:305939 | 56 | n/a | n/a | Identity Data | n/a | n/a
AssetIdentifier | n/a | 1900-12-31T23:59:59 | Submitted:Submitted for Approval | Component | nbl_SanitaryAccessory_Dispenser-Sanitary :Type 1:305939 |  | n/a | n/a | Other | n/a | n/a
BarCode | n/a | 1900-12-31T23:59:59 | Submitted:Submitted for Approval | Component | nbl_SanitaryAccessory_Dispenser-Sanitary :Type 1:305939 |  | n/a | n/a | Other | n/a | n/a
InstallationDate | n/a | 1900-12-31T23:59:59 | Submitted:Submitted for Approval | Component | nbl_SanitaryAccessory_Dispenser-Sanitary :Type 1:305939 |  | n/a | n/a | Other | n/a | n/a
SerialNumber | n/a | 1900-12-31T23:59:59 | Submitted:Submitted for Approval | Component | nbl_SanitaryAccessory_Dispenser-Sanitary :Type 1:305939 |  | n/a | n/a | Other | n/a | n/a
TagNumber | n/a | 1900-12-31T23:59:59 | Submitted:Submitted for Approval | Component | nbl_SanitaryAccessory_Dispenser-Sanitary :Type 1:305939 |  | n/a | n/a | Other | n/a | n/a
WarrantyStartDate | n/a | 1900-12-31T23:59:59 | Submitted:Submitted for Approval | Component | nbl_SanitaryAccessory_Dispenser-Sanitary :Type 1:305939 |  | n/a | n/a | Other | n/a | n/a
Phase Created | n/a | 1900-12-31T23:59:59 | Submitted:Submitted for Approval | Component | nbl_SanitaryAccessory_Dispenser-Sanitary :Type 1:305939 | New Construction | n/a | n/a | Phasing | n/a | n/a
SanitarywareSet | n/a | 1900-12-31T23:59:59 | Submitted:Submitted for Approval | Component | nbl_SanitaryAccessory_Dispenser-Sanitary :Type 1:305939 |  | n/a | n/a | Text | n/a | n/a
ProductionYear | n/a | 1900-12-31T23:59:59 | Submitted:Submitted for Approval | Component | nbl_SanitaryAccessory_Dispenser-Sanitary :Type 1:305949 |  | n/a | n/a | Pset_ManufacturerTypeInformation | n/a | n/a
Host | n/a | 1900-12-31T23:59:59 | Submitted:Submitted for Approval | Component | nbl_SanitaryAccessory_Dispenser-Sanitary :Type 1:305949 | Level : Ground Floor | n/a | n/a | Constraints | n/a | n/a
Level | n/a | 1900-12-31T23:59:59 | Submitted:Submitted for Approval | Component | nbl_SanitaryAccessory_Dispenser-Sanitary :Type 1:305949 | Level: Ground Floor | n/a | n/a | Constraints | n/a | n/a
Moves With Nearby Elements | n/a | 1900-12-31T23:59:59 | Submitted:Submitted for Approval | Component | nbl_SanitaryAccessory_Dispenser-Sanitary :Type 1:305949 | n/a | n/a | n/a | Constraints | n/a | n/a | n/a
Offset | n/a | 1900-12-31T23:59:59 | Submitted:Submitted for Approval | Component | nbl_SanitaryAccessory_Dispenser-Sanitary :Type 1:305949 | 0 | n/a | n/a | Constraints | n/a | n/a | n/a
OffsetFromFloor | n/a | 1900-12-31T23:59:59 | Submitted:Submitted for Approval | Component | nbl_SanitaryAccessory_Dispenser-Sanitary :Type 1:305949 | 800 | n/a | n/a | Dimensions | n/a | n/a | n/a
ComponentNumber | n/a | 1900-12-31T23:59:59 | Submitted:Submitted for Approval | Component | nbl_SanitaryAccessory_Dispenser-Sanitary :Type 1:305949 |  | n/a | n/a | Identity Data | n/a | n/a
Mark | n/a | 1900-12-31T23:59:59 | Submitted:Submitted for Approval | Component | nbl_SanitaryAccessory_Dispenser-Sanitary :Type 1:305949 | 57 | n/a | n/a | Identity Data | n/a | n/a
AssetIdentifier | n/a | 1900-12-31T23:59:59 | Submitted:Submitted for Approval | Component | nbl_SanitaryAccessory_Dispenser-Sanitary :Type 1:305949 |  | n/a | n/a | Other | n/a | n/a
BarCode | n/a | 1900-12-31T23:59:59 | Submitted:Submitted for Approval | Component | nbl_SanitaryAccessory_Dispenser-Sanitary :Type 1:305949 |  | n/a | n/a | Other | n/a | n/a
InstallationDate | n/a | 1900-12-31T23:59:59 | Submitted:Submitted for Approval | Component | nbl_SanitaryAccessory_Dispenser-Sanitary :Type 1:305949 |  | n/a | n/a | Other | n/a | n/a
SerialNumber | n/a | 1900-12-31T23:59:59 | Submitted:Submitted for Approval | Component | nbl_SanitaryAccessory_Dispenser-Sanitary :Type 1:305949 |  | n/a | n/a | Other | n/a | n/a
TagNumber | n/a | 1900-12-31T23:59:59 | Submitted:Submitted for Approval | Component | nbl_SanitaryAccessory_Dispenser-Sanitary :Type 1:305949 |  | n/a | n/a | Other | n/a | n/a
WarrantyStartDate | n/a | 1900-12-31T23:59:59 | Submitted:Submitted for Approval | Component | nbl_SanitaryAccessory_Dispenser-Sanitary :Type 1:305949 |  | n/a | n/a | Other | n/a | n/a
Phase Created | n/a | 1900-12-31T23:59:59 | Submitted:Submitted for Approval | Component | nbl_SanitaryAccessory_Dispenser-Sanitary :Type 1:305949 | New Construction | n/a | n/a | Phasing | n/a | n/a
SanitarywareSet | n/a | 1900-12-31T23:59:59 | Submitted:Submitted for Approval | Component | nbl_SanitaryAccessory_Dispenser-Sanitary :Type 1:305949 |  | n/a | n/a | Text | n/a | n/a
Absorptance | n/a | 1900-12-31T23:59:59 | Submitted:Submitted for Approval | Type | Basic Wall:Concrete_200mm | 0.1 | n/a | n/a | Analytical Properties | n/a | n/a | n/a
Roughness | n/a | 1900-12-31T23:59:59 | Submitted:Submitted for Approval | Type | Basic Wall:Concrete_200mm | 1 | n/a | n/a | Analytical Properties | n/a | n/a | n/a
Function | n/a | 1900-12-31T23:59:59 | Submitted:Submitted for Approval | Type | Basic Wall:Concrete_200mm | Exterior | n/a | n/a | Construction | n/a | n/a
Width | n/a | 1900-12-31T23:59:59 | Submitted:Submitted for Approval | Type | Basic Wall:Concrete_200mm | 200 | n/a | n/a | Construction | n/a | n/a | n/a
Wrapping at Ends | n/a | 1900-12-31T23:59:59 | Submitted:Submitted for Approval | Type | Basic Wall:Concrete_200mm | None | n/a | n/a | Construction | n/a | n/a
Wrapping at Inserts | n/a | 1900-12-31T23:59:59 | Submitted:Submitted for Approval | Type | Basic Wall:Concrete_200mm | Do not wrap | n/a | n/a | Construction | n/a | n/a
Coarse Scale Fill Color | n/a | 1900-12-31T23:59:59 | Submitted:Submitted for Approval | Type | Basic Wall:Concrete_200mm | 0 | n/a | n/a | Graphics | n/a | n/a | n/a
Coarse Scale Fill Pattern | n/a | 1900-12-31T23:59:59 | Submitted:Submitted for Approval | Type | Basic Wall:Concrete_200mm | Solid fill | n/a | n/a | Graphics | n/a | n/a
Assembly Code | n/a | 1900-12-31T23:59:59 | Submitted:Submitted for Approval | Type | Basic Wall:Concrete_200mm |  | n/a | n/a | Identity Data | n/a | n/a
Assembly Description | n/a | 1900-12-31T23:59:59 | Submitted:Submitted for Approval | Type | Basic Wall:Concrete_200mm |  | n/a | n/a | Identity Data | n/a | n/a
Keynote | n/a | 1900-12-31T23:59:59 | Submitted:Submitted for Approval | Type | Basic Wall:Concrete_200mm |  | n/a | n/a | Identity Data | n/a | n/a
Structural Material | n/a | 1900-12-31T23:59:59 | Submitted:Submitted for Approval | Type | Basic Wall:Concrete_200mm | Concrete - Cast In Situ | n/a | n/a | Materials and Finishes | n/a | n/a
Base Constraint | n/a | 1900-12-31T23:59:59 | Submitted:Submitted for Approval | Component | Basic Wall:Concrete_200mm:309254 | Level: Lower Roof - Slab Level | n/a | n/a | Constraints | n/a | n/a
Base Extension Distance | n/a | 1900-12-31T23:59:59 | Submitted:Submitted for Approval | Component | Basic Wall:Concrete_200mm:309254 | 0 | n/a | n/a | Constraints | n/a | n/a | n/a
Base is Attached | n/a | 1900-12-31T23:59:59 | Submitted:Submitted for Approval | Component | Basic Wall:Concrete_200mm:309254 | n/a | n/a | n/a | Constraints | n/a | n/a | n/a
Base Offset | n/a | 1900-12-31T23:59:59 | Submitted:Submitted for Approval | Component | Basic Wall:Concrete_200mm:309254 | -770 | n/a | n/a | Constraints | n/a | n/a | n/a
Location Line | n/a | 1900-12-31T23:59:59 | Submitted:Submitted for Approval | Component | Basic Wall:Concrete_200mm:309254 | Wall Centerline | n/a | n/a | Constraints | n/a | n/a
Related to Mass | n/a | 1900-12-31T23:59:59 | Submitted:Submitted for Approval | Component | Basic Wall:Concrete_200mm:309254 | n/a | n/a | n/a | Constraints | n/a | n/a | n/a
Room Bounding | n/a | 1900-12-31T23:59:59 | Submitted:Submitted for Approval | Component | Basic Wall:Concrete_200mm:309254 | TRUE | n/a | n/a | Constraints | n/a | n/a | n/a
Top Constraint | n/a | 1900-12-31T23:59:59 | Submitted:Submitted for Approval | Component | Basic Wall:Concrete_200mm:309254 | Level: Roof Over Main Beams | n/a | n/a | Constraints | n/a | n/a
Top Extension Distance | n/a | 1900-12-31T23:59:59 | Submitted:Submitted for Approval | Component | Basic Wall:Concrete_200mm:309254 | 0 | n/a | n/a | Constraints | n/a | n/a | n/a
Top is Attached | n/a | 1900-12-31T23:59:59 | Submitted:Submitted for Approval | Component | Basic Wall:Concrete_200mm:309254 | n/a | n/a | n/a | Constraints | n/a | n/a | n/a
Top Offset | n/a | 1900-12-31T23:59:59 | Submitted:Submitted for Approval | Component | Basic Wall:Concrete_200mm:309254 | 0 | n/a | n/a | Constraints | n/a | n/a | n/a
Unconnected Height | n/a | 1900-12-31T23:59:59 | Submitted:Submitted for Approval | Component | Basic Wall:Concrete_200mm:309254 | 1570 | n/a | n/a | Constraints | n/a | n/a | n/a
Area | n/a | 1900-12-31T23:59:59 | Submitted:Submitted for Approval | Component | Basic Wall:Concrete_200mm:309254 | 15.4253 | n/a | n/a | Dimensions | n/a | n/a | n/a
Length | n/a | 1900-12-31T23:59:59 | Submitted:Submitted for Approval | Component | Basic Wall:Concrete_200mm:309254 | 9925 | n/a | n/a | Dimensions | n/a | n/a | n/a
Volume | n/a | 1900-12-31T23:59:59 | Submitted:Submitted for Approval | Component | Basic Wall:Concrete_200mm:309254 | 3.0851 | n/a | n/a | Dimensions | n/a | n/a | n/a
Phase Created | n/a | 1900-12-31T23:59:59 | Submitted:Submitted for Approval | Component | Basic Wall:Concrete_200mm:309254 | New Construction | n/a | n/a | Phasing | n/a | n/a
Enable Analytical Model | n/a | 1900-12-31T23:59:59 | Submitted:Submitted for Approval | Component | Basic Wall:Concrete_200mm:309254 | n/a | n/a | n/a | Structural | n/a | n/a | n/a
Structural | n/a | 1900-12-31T23:59:59 | Submitted:Submitted for Approval | Component | Basic Wall:Concrete_200mm:309254 | n/a | n/a | n/a | Structural | n/a | n/a | n/a
Structural Usage | n/a | 1900-12-31T23:59:59 | Submitted:Submitted for Approval | Component | Basic Wall:Concrete_200mm:309254 | Non-bearing | n/a | n/a | Structural | n/a | n/a
Reference | n/a | 1900-12-31T23:59:59 | Submitted:Submitted for Approval | Component | Basic Wall:Concrete_200mm:309254 | Concrete_200mm | n/a | n/a | Pset_WallCommon | n/a | n/a
LoadBearing | n/a | 1900-12-31T23:59:59 | Submitted:Submitted for Approval | Component | Basic Wall:Concrete_200mm:309254 | n/a | n/a | n/a | Pset_WallCommon | n/a | n/a | n/a
ExtendToStructure | n/a | 1900-12-31T23:59:59 | Submitted:Submitted for Approval | Component | Basic Wall:Concrete_200mm:309254 | n/a | n/a | n/a | Pset_WallCommon | n/a | n/a | n/a
IsExternal | n/a | 1900-12-31T23:59:59 | Submitted:Submitted for Approval | Component | Basic Wall:Concrete_200mm:309254 | TRUE | n/a | n/a | Pset_WallCommon | n/a | n/a | n/a
Base Constraint | n/a | 1900-12-31T23:59:59 | Submitted:Submitted for Approval | Component | Basic Wall:Concrete_200mm:323377 | Level: Lower Roof - Slab Level | n/a | n/a | Constraints | n/a | n/a
Base Extension Distance | n/a | 1900-12-31T23:59:59 | Submitted:Submitted for Approval | Component | Basic Wall:Concrete_200mm:323377 | 0 | n/a | n/a | Constraints | n/a | n/a | n/a
Base is Attached | n/a | 1900-12-31T23:59:59 | Submitted:Submitted for Approval | Component | Basic Wall:Concrete_200mm:323377 | n/a | n/a | n/a | Constraints | n/a | n/a | n/a
Base Offset | n/a | 1900-12-31T23:59:59 | Submitted:Submitted for Approval | Component | Basic Wall:Concrete_200mm:323377 | -770 | n/a | n/a | Constraints | n/a | n/a | n/a
Location Line | n/a | 1900-12-31T23:59:59 | Submitted:Submitted for Approval | Component | Basic Wall:Concrete_200mm:323377 | Wall Centerline | n/a | n/a | Constraints | n/a | n/a
Related to Mass | n/a | 1900-12-31T23:59:59 | Submitted:Submitted for Approval | Component | Basic Wall:Concrete_200mm:323377 | n/a | n/a | n/a | Constraints | n/a | n/a | n/a
Room Bounding | n/a | 1900-12-31T23:59:59 | Submitted:Submitted for Approval | Component | Basic Wall:Concrete_200mm:323377 | TRUE | n/a | n/a | Constraints | n/a | n/a | n/a
Top Constraint | n/a | 1900-12-31T23:59:59 | Submitted:Submitted for Approval | Component | Basic Wall:Concrete_200mm:323377 | Level: Roof Over Main Beams | n/a | n/a | Constraints | n/a | n/a
Top Extension Distance | n/a | 1900-12-31T23:59:59 | Submitted:Submitted for Approval | Component | Basic Wall:Concrete_200mm:323377 | 0 | n/a | n/a | Constraints | n/a | n/a | n/a
Top is Attached | n/a | 1900-12-31T23:59:59 | Submitted:Submitted for Approval | Component | Basic Wall:Concrete_200mm:323377 | n/a | n/a | n/a | Constraints | n/a | n/a | n/a
Top Offset | n/a | 1900-12-31T23:59:59 | Submitted:Submitted for Approval | Component | Basic Wall:Concrete_200mm:323377 | 0 | n/a | n/a | Constraints | n/a | n/a | n/a
Unconnected Height | n/a | 1900-12-31T23:59:59 | Submitted:Submitted for Approval | Component | Basic Wall:Concrete_200mm:323377 | 1570 | n/a | n/a | Constraints | n/a | n/a | n/a
Area | n/a | 1900-12-31T23:59:59 | Submitted:Submitted for Approval | Component | Basic Wall:Concrete_200mm:323377 | 23.6756 | n/a | n/a | Dimensions | n/a | n/a | n/a
Length | n/a | 1900-12-31T23:59:59 | Submitted:Submitted for Approval | Component | Basic Wall:Concrete_200mm:323377 | 15542.5 | n/a | n/a | Dimensions | n/a | n/a | n/a
Volume | n/a | 1900-12-31T23:59:59 | Submitted:Submitted for Approval | Component | Basic Wall:Concrete_200mm:323377 | 4.7351 | n/a | n/a | Dimensions | n/a | n/a | n/a
Phase Created | n/a | 1900-12-31T23:59:59 | Submitted:Submitted for Approval | Component | Basic Wall:Concrete_200mm:323377 | New Construction | n/a | n/a | Phasing | n/a | n/a
Enable Analytical Model | n/a | 1900-12-31T23:59:59 | Submitted:Submitted for Approval | Component | Basic Wall:Concrete_200mm:323377 | n/a | n/a | n/a | Structural | n/a | n/a | n/a
Structural | n/a | 1900-12-31T23:59:59 | Submitted:Submitted for Approval | Component | Basic Wall:Concrete_200mm:323377 | n/a | n/a | n/a | Structural | n/a | n/a | n/a
Structural Usage | n/a | 1900-12-31T23:59:59 | Submitted:Submitted for Approval | Component | Basic Wall:Concrete_200mm:323377 | Non-bearing | n/a | n/a | Structural | n/a | n/a
Reference | n/a | 1900-12-31T23:59:59 | Submitted:Submitted for Approval | Component | Basic Wall:Concrete_200mm:323377 | Concrete_200mm | n/a | n/a | Pset_WallCommon | n/a | n/a
LoadBearing | n/a | 1900-12-31T23:59:59 | Submitted:Submitted for Approval | Component | Basic Wall:Concrete_200mm:323377 | n/a | n/a | n/a | Pset_WallCommon | n/a | n/a | n/a
ExtendToStructure | n/a | 1900-12-31T23:59:59 | Submitted:Submitted for Approval | Component | Basic Wall:Concrete_200mm:323377 | n/a | n/a | n/a | Pset_WallCommon | n/a | n/a | n/a
IsExternal | n/a | 1900-12-31T23:59:59 | Submitted:Submitted for Approval | Component | Basic Wall:Concrete_200mm:323377 | TRUE | n/a | n/a | Pset_WallCommon | n/a | n/a | n/a
Base Constraint | n/a | 1900-12-31T23:59:59 | Submitted:Submitted for Approval | Component | Basic Wall:Concrete_200mm:332808 | Level: Lower Roof - Slab Level | n/a | n/a | Constraints | n/a | n/a
Base Extension Distance | n/a | 1900-12-31T23:59:59 | Submitted:Submitted for Approval | Component | Basic Wall:Concrete_200mm:332808 | 0 | n/a | n/a | Constraints | n/a | n/a | n/a
Base is Attached | n/a | 1900-12-31T23:59:59 | Submitted:Submitted for Approval | Component | Basic Wall:Concrete_200mm:332808 | n/a | n/a | n/a | Constraints | n/a | n/a | n/a
Base Offset | n/a | 1900-12-31T23:59:59 | Submitted:Submitted for Approval | Component | Basic Wall:Concrete_200mm:332808 | -770 | n/a | n/a | Constraints | n/a | n/a | n/a
Location Line | n/a | 1900-12-31T23:59:59 | Submitted:Submitted for Approval | Component | Basic Wall:Concrete_200mm:332808 | Wall Centerline | n/a | n/a | Constraints | n/a | n/a
Related to Mass | n/a | 1900-12-31T23:59:59 | Submitted:Submitted for Approval | Component | Basic Wall:Concrete_200mm:332808 | n/a | n/a | n/a | Constraints | n/a | n/a | n/a
Room Bounding | n/a | 1900-12-31T23:59:59 | Submitted:Submitted for Approval | Component | Basic Wall:Concrete_200mm:332808 | TRUE | n/a | n/a | Constraints | n/a | n/a | n/a
Top Constraint | n/a | 1900-12-31T23:59:59 | Submitted:Submitted for Approval | Component | Basic Wall:Concrete_200mm:332808 | Level: Roof Over Main Beams | n/a | n/a | Constraints | n/a | n/a
Top Extension Distance | n/a | 1900-12-31T23:59:59 | Submitted:Submitted for Approval | Component | Basic Wall:Concrete_200mm:332808 | 0 | n/a | n/a | Constraints | n/a | n/a | n/a
Top is Attached | n/a | 1900-12-31T23:59:59 | Submitted:Submitted for Approval | Component | Basic Wall:Concrete_200mm:332808 | n/a | n/a | n/a | Constraints | n/a | n/a | n/a
Top Offset | n/a | 1900-12-31T23:59:59 | Submitted:Submitted for Approval | Component | Basic Wall:Concrete_200mm:332808 | 0 | n/a | n/a | Constraints | n/a | n/a | n/a
Unconnected Height | n/a | 1900-12-31T23:59:59 | Submitted:Submitted for Approval | Component | Basic Wall:Concrete_200mm:332808 | 1570 | n/a | n/a | Constraints | n/a | n/a | n/a
Area | n/a | 1900-12-31T23:59:59 | Submitted:Submitted for Approval | Component | Basic Wall:Concrete_200mm:332808 | 19.7806 | n/a | n/a | Dimensions | n/a | n/a | n/a
Length | n/a | 1900-12-31T23:59:59 | Submitted:Submitted for Approval | Component | Basic Wall:Concrete_200mm:332808 | 12612.5 | n/a | n/a | Dimensions | n/a | n/a | n/a
Volume | n/a | 1900-12-31T23:59:59 | Submitted:Submitted for Approval | Component | Basic Wall:Concrete_200mm:332808 | 3.9561 | n/a | n/a | Dimensions | n/a | n/a | n/a
Phase Created | n/a | 1900-12-31T23:59:59 | Submitted:Submitted for Approval | Component | Basic Wall:Concrete_200mm:332808 | New Construction | n/a | n/a | Phasing | n/a | n/a
Enable Analytical Model | n/a | 1900-12-31T23:59:59 | Submitted:Submitted for Approval | Component | Basic Wall:Concrete_200mm:332808 | n/a | n/a | n/a | Structural | n/a | n/a | n/a
Structural | n/a | 1900-12-31T23:59:59 | Submitted:Submitted for Approval | Component | Basic Wall:Concrete_200mm:332808 | n/a | n/a | n/a | Structural | n/a | n/a | n/a
Structural Usage | n/a | 1900-12-31T23:59:59 | Submitted:Submitted for Approval | Component | Basic Wall:Concrete_200mm:332808 | Non-bearing | n/a | n/a | Structural | n/a | n/a
Reference | n/a | 1900-12-31T23:59:59 | Submitted:Submitted for Approval | Component | Basic Wall:Concrete_200mm:332808 | Concrete_200mm | n/a | n/a | Pset_WallCommon | n/a | n/a
LoadBearing | n/a | 1900-12-31T23:59:59 | Submitted:Submitted for Approval | Component | Basic Wall:Concrete_200mm:332808 | n/a | n/a | n/a | Pset_WallCommon | n/a | n/a | n/a
ExtendToStructure | n/a | 1900-12-31T23:59:59 | Submitted:Submitted for Approval | Component | Basic Wall:Concrete_200mm:332808 | n/a | n/a | n/a | Pset_WallCommon | n/a | n/a | n/a
IsExternal | n/a | 1900-12-31T23:59:59 | Submitted:Submitted for Approval | Component | Basic Wall:Concrete_200mm:332808 | TRUE | n/a | n/a | Pset_WallCommon | n/a | n/a | n/a
Base Constraint | n/a | 1900-12-31T23:59:59 | Submitted:Submitted for Approval | Component | Basic Wall:Concrete_200mm:333282 | Level: Lower Roof - Slab Level | n/a | n/a | Constraints | n/a | n/a
Base Extension Distance | n/a | 1900-12-31T23:59:59 | Submitted:Submitted for Approval | Component | Basic Wall:Concrete_200mm:333282 | 0 | n/a | n/a | Constraints | n/a | n/a | n/a
Base is Attached | n/a | 1900-12-31T23:59:59 | Submitted:Submitted for Approval | Component | Basic Wall:Concrete_200mm:333282 | n/a | n/a | n/a | Constraints | n/a | n/a | n/a
Base Offset | n/a | 1900-12-31T23:59:59 | Submitted:Submitted for Approval | Component | Basic Wall:Concrete_200mm:333282 | -770 | n/a | n/a | Constraints | n/a | n/a | n/a
Location Line | n/a | 1900-12-31T23:59:59 | Submitted:Submitted for Approval | Component | Basic Wall:Concrete_200mm:333282 | Wall Centerline | n/a | n/a | Constraints | n/a | n/a
Related to Mass | n/a | 1900-12-31T23:59:59 | Submitted:Submitted for Approval | Component | Basic Wall:Concrete_200mm:333282 | n/a | n/a | n/a | Constraints | n/a | n/a | n/a
Room Bounding | n/a | 1900-12-31T23:59:59 | Submitted:Submitted for Approval | Component | Basic Wall:Concrete_200mm:333282 | TRUE | n/a | n/a | Constraints | n/a | n/a | n/a
Top Constraint | n/a | 1900-12-31T23:59:59 | Submitted:Submitted for Approval | Component | Basic Wall:Concrete_200mm:333282 | Level: Roof Over Main Beams | n/a | n/a | Constraints | n/a | n/a
Top Extension Distance | n/a | 1900-12-31T23:59:59 | Submitted:Submitted for Approval | Component | Basic Wall:Concrete_200mm:333282 | 0 | n/a | n/a | Constraints | n/a | n/a | n/a
Top is Attached | n/a | 1900-12-31T23:59:59 | Submitted:Submitted for Approval | Component | Basic Wall:Concrete_200mm:333282 | n/a | n/a | n/a | Constraints | n/a | n/a | n/a
Top Offset | n/a | 1900-12-31T23:59:59 | Submitted:Submitted for Approval | Component | Basic Wall:Concrete_200mm:333282 | 0 | n/a | n/a | Constraints | n/a | n/a | n/a
Unconnected Height | n/a | 1900-12-31T23:59:59 | Submitted:Submitted for Approval | Component | Basic Wall:Concrete_200mm:333282 | 1570 | n/a | n/a | Constraints | n/a | n/a | n/a
Area | n/a | 1900-12-31T23:59:59 | Submitted:Submitted for Approval | Component | Basic Wall:Concrete_200mm:333282 | 16.9796 | n/a | n/a | Dimensions | n/a | n/a | n/a
Length | n/a | 1900-12-31T23:59:59 | Submitted:Submitted for Approval | Component | Basic Wall:Concrete_200mm:333282 | 11190.0307 | n/a | n/a | Dimensions | n/a | n/a | n/a
Volume | n/a | 1900-12-31T23:59:59 | Submitted:Submitted for Approval | Component | Basic Wall:Concrete_200mm:333282 | 3.3959 | n/a | n/a | Dimensions | n/a | n/a | n/a
Phase Created | n/a | 1900-12-31T23:59:59 | Submitted:Submitted for Approval | Component | Basic Wall:Concrete_200mm:333282 | New Construction | n/a | n/a | Phasing | n/a | n/a
Enable Analytical Model | n/a | 1900-12-31T23:59:59 | Submitted:Submitted for Approval | Component | Basic Wall:Concrete_200mm:333282 | n/a | n/a | n/a | Structural | n/a | n/a | n/a
Structural | n/a | 1900-12-31T23:59:59 | Submitted:Submitted for Approval | Component | Basic Wall:Concrete_200mm:333282 | n/a | n/a | n/a | Structural | n/a | n/a | n/a
Structural Usage | n/a | 1900-12-31T23:59:59 | Submitted:Submitted for Approval | Component | Basic Wall:Concrete_200mm:333282 | Non-bearing | n/a | n/a | Structural | n/a | n/a
Reference | n/a | 1900-12-31T23:59:59 | Submitted:Submitted for Approval | Component | Basic Wall:Concrete_200mm:333282 | Concrete_200mm | n/a | n/a | Pset_WallCommon | n/a | n/a
LoadBearing | n/a | 1900-12-31T23:59:59 | Submitted:Submitted for Approval | Component | Basic Wall:Concrete_200mm:333282 | n/a | n/a | n/a | Pset_WallCommon | n/a | n/a | n/a
ExtendToStructure | n/a | 1900-12-31T23:59:59 | Submitted:Submitted for Approval | Component | Basic Wall:Concrete_200mm:333282 | n/a | n/a | n/a | Pset_WallCommon | n/a | n/a | n/a
IsExternal | n/a | 1900-12-31T23:59:59 | Submitted:Submitted for Approval | Component | Basic Wall:Concrete_200mm:333282 | TRUE | n/a | n/a | Pset_WallCommon | n/a | n/a | n/a
Base Constraint | n/a | 1900-12-31T23:59:59 | Submitted:Submitted for Approval | Component | Basic Wall:Concrete_200mm:335138 | Level: Lower Roof - Slab Level | n/a | n/a | Constraints | n/a | n/a
Base Extension Distance | n/a | 1900-12-31T23:59:59 | Submitted:Submitted for Approval | Component | Basic Wall:Concrete_200mm:335138 | 0 | n/a | n/a | Constraints | n/a | n/a | n/a
Base is Attached | n/a | 1900-12-31T23:59:59 | Submitted:Submitted for Approval | Component | Basic Wall:Concrete_200mm:335138 | n/a | n/a | n/a | Constraints | n/a | n/a | n/a
Base Offset | n/a | 1900-12-31T23:59:59 | Submitted:Submitted for Approval | Component | Basic Wall:Concrete_200mm:335138 | -770 | n/a | n/a | Constraints | n/a | n/a | n/a
Location Line | n/a | 1900-12-31T23:59:59 | Submitted:Submitted for Approval | Component | Basic Wall:Concrete_200mm:335138 | Wall Centerline | n/a | n/a | Constraints | n/a | n/a
Related to Mass | n/a | 1900-12-31T23:59:59 | Submitted:Submitted for Approval | Component | Basic Wall:Concrete_200mm:335138 | n/a | n/a | n/a | Constraints | n/a | n/a | n/a
Room Bounding | n/a | 1900-12-31T23:59:59 | Submitted:Submitted for Approval | Component | Basic Wall:Concrete_200mm:335138 | TRUE | n/a | n/a | Constraints | n/a | n/a | n/a
Top Constraint | n/a | 1900-12-31T23:59:59 | Submitted:Submitted for Approval | Component | Basic Wall:Concrete_200mm:335138 | Level: Roof Over Main Beams | n/a | n/a | Constraints | n/a | n/a
Top Extension Distance | n/a | 1900-12-31T23:59:59 | Submitted:Submitted for Approval | Component | Basic Wall:Concrete_200mm:335138 | 0 | n/a | n/a | Constraints | n/a | n/a | n/a
Top is Attached | n/a | 1900-12-31T23:59:59 | Submitted:Submitted for Approval | Component | Basic Wall:Concrete_200mm:335138 | n/a | n/a | n/a | Constraints | n/a | n/a | n/a
Top Offset | n/a | 1900-12-31T23:59:59 | Submitted:Submitted for Approval | Component | Basic Wall:Concrete_200mm:335138 | 0 | n/a | n/a | Constraints | n/a | n/a | n/a
Unconnected Height | n/a | 1900-12-31T23:59:59 | Submitted:Submitted for Approval | Component | Basic Wall:Concrete_200mm:335138 | 1570 | n/a | n/a | Constraints | n/a | n/a | n/a
Area | n/a | 1900-12-31T23:59:59 | Submitted:Submitted for Approval | Component | Basic Wall:Concrete_200mm:335138 | 3.768 | n/a | n/a | Dimensions | n/a | n/a | n/a
Length | n/a | 1900-12-31T23:59:59 | Submitted:Submitted for Approval | Component | Basic Wall:Concrete_200mm:335138 | 2775 | n/a | n/a | Dimensions | n/a | n/a | n/a
Volume | n/a | 1900-12-31T23:59:59 | Submitted:Submitted for Approval | Component | Basic Wall:Concrete_200mm:335138 | 0.7536 | n/a | n/a | Dimensions | n/a | n/a | n/a
Phase Created | n/a | 1900-12-31T23:59:59 | Submitted:Submitted for Approval | Component | Basic Wall:Concrete_200mm:335138 | New Construction | n/a | n/a | Phasing | n/a | n/a
Enable Analytical Model | n/a | 1900-12-31T23:59:59 | Submitted:Submitted for Approval | Component | Basic Wall:Concrete_200mm:335138 | n/a | n/a | n/a | Structural | n/a | n/a | n/a
Structural | n/a | 1900-12-31T23:59:59 | Submitted:Submitted for Approval | Component | Basic Wall:Concrete_200mm:335138 | n/a | n/a | n/a | Structural | n/a | n/a | n/a
Structural Usage | n/a | 1900-12-31T23:59:59 | Submitted:Submitted for Approval | Component | Basic Wall:Concrete_200mm:335138 | Non-bearing | n/a | n/a | Structural | n/a | n/a
Reference | n/a | 1900-12-31T23:59:59 | Submitted:Submitted for Approval | Component | Basic Wall:Concrete_200mm:335138 | Concrete_200mm | n/a | n/a | Pset_WallCommon | n/a | n/a
LoadBearing | n/a | 1900-12-31T23:59:59 | Submitted:Submitted for Approval | Component | Basic Wall:Concrete_200mm:335138 | n/a | n/a | n/a | Pset_WallCommon | n/a | n/a | n/a
ExtendToStructure | n/a | 1900-12-31T23:59:59 | Submitted:Submitted for Approval | Component | Basic Wall:Concrete_200mm:335138 | n/a | n/a | n/a | Pset_WallCommon | n/a | n/a | n/a
IsExternal | n/a | 1900-12-31T23:59:59 | Submitted:Submitted for Approval | Component | Basic Wall:Concrete_200mm:335138 | TRUE | n/a | n/a | Pset_WallCommon | n/a | n/a | n/a
Base Constraint | n/a | 1900-12-31T23:59:59 | Submitted:Submitted for Approval | Component | Basic Wall:Concrete_200mm:338794 | Level: Lower Roof - Slab Level | n/a | n/a | Constraints | n/a | n/a
Base Extension Distance | n/a | 1900-12-31T23:59:59 | Submitted:Submitted for Approval | Component | Basic Wall:Concrete_200mm:338794 | 0 | n/a | n/a | Constraints | n/a | n/a | n/a
Base is Attached | n/a | 1900-12-31T23:59:59 | Submitted:Submitted for Approval | Component | Basic Wall:Concrete_200mm:338794 | n/a | n/a | n/a | Constraints | n/a | n/a | n/a
Base Offset | n/a | 1900-12-31T23:59:59 | Submitted:Submitted for Approval | Component | Basic Wall:Concrete_200mm:338794 | 0 | n/a | n/a | Constraints | n/a | n/a | n/a
Location Line | n/a | 1900-12-31T23:59:59 | Submitted:Submitted for Approval | Component | Basic Wall:Concrete_200mm:338794 | Wall Centerline | n/a | n/a | Constraints | n/a | n/a
Related to Mass | n/a | 1900-12-31T23:59:59 | Submitted:Submitted for Approval | Component | Basic Wall:Concrete_200mm:338794 | n/a | n/a | n/a | Constraints | n/a | n/a | n/a
Room Bounding | n/a | 1900-12-31T23:59:59 | Submitted:Submitted for Approval | Component | Basic Wall:Concrete_200mm:338794 | TRUE | n/a | n/a | Constraints | n/a | n/a | n/a
Top Constraint | n/a | 1900-12-31T23:59:59 | Submitted:Submitted for Approval | Component | Basic Wall:Concrete_200mm:338794 | Level: Roof Over Main Beams | n/a | n/a | Constraints | n/a | n/a
Top Extension Distance | n/a | 1900-12-31T23:59:59 | Submitted:Submitted for Approval | Component | Basic Wall:Concrete_200mm:338794 | 0 | n/a | n/a | Constraints | n/a | n/a | n/a
Top is Attached | n/a | 1900-12-31T23:59:59 | Submitted:Submitted for Approval | Component | Basic Wall:Concrete_200mm:338794 | n/a | n/a | n/a | Constraints | n/a | n/a | n/a
Top Offset | n/a | 1900-12-31T23:59:59 | Submitted:Submitted for Approval | Component | Basic Wall:Concrete_200mm:338794 | 0 | n/a | n/a | Constraints | n/a | n/a | n/a
Unconnected Height | n/a | 1900-12-31T23:59:59 | Submitted:Submitted for Approval | Component | Basic Wall:Concrete_200mm:338794 | 800 | n/a | n/a | Constraints | n/a | n/a | n/a
Area | n/a | 1900-12-31T23:59:59 | Submitted:Submitted for Approval | Component | Basic Wall:Concrete_200mm:338794 | 20.2388 | n/a | n/a | Dimensions | n/a | n/a | n/a
Length | n/a | 1900-12-31T23:59:59 | Submitted:Submitted for Approval | Component | Basic Wall:Concrete_200mm:338794 | 26470 | n/a | n/a | Dimensions | n/a | n/a | n/a
Volume | n/a | 1900-12-31T23:59:59 | Submitted:Submitted for Approval | Component | Basic Wall:Concrete_200mm:338794 | 4.0478 | n/a | n/a | Dimensions | n/a | n/a | n/a
Phase Created | n/a | 1900-12-31T23:59:59 | Submitted:Submitted for Approval | Component | Basic Wall:Concrete_200mm:338794 | New Construction | n/a | n/a | Phasing | n/a | n/a
Enable Analytical Model | n/a | 1900-12-31T23:59:59 | Submitted:Submitted for Approval | Component | Basic Wall:Concrete_200mm:338794 | n/a | n/a | n/a | Structural | n/a | n/a | n/a
Structural | n/a | 1900-12-31T23:59:59 | Submitted:Submitted for Approval | Component | Basic Wall:Concrete_200mm:338794 | n/a | n/a | n/a | Structural | n/a | n/a | n/a
Structural Usage | n/a | 1900-12-31T23:59:59 | Submitted:Submitted for Approval | Component | Basic Wall:Concrete_200mm:338794 | Non-bearing | n/a | n/a | Structural | n/a | n/a
Reference | n/a | 1900-12-31T23:59:59 | Submitted:Submitted for Approval | Component | Basic Wall:Concrete_200mm:338794 | Concrete_200mm | n/a | n/a | Pset_WallCommon | n/a | n/a
LoadBearing | n/a | 1900-12-31T23:59:59 | Submitted:Submitted for Approval | Component | Basic Wall:Concrete_200mm:338794 | n/a | n/a | n/a | Pset_WallCommon | n/a | n/a | n/a
ExtendToStructure | n/a | 1900-12-31T23:59:59 | Submitted:Submitted for Approval | Component | Basic Wall:Concrete_200mm:338794 | n/a | n/a | n/a | Pset_WallCommon | n/a | n/a | n/a
IsExternal | n/a | 1900-12-31T23:59:59 | Submitted:Submitted for Approval | Component | Basic Wall:Concrete_200mm:338794 | TRUE | n/a | n/a | Pset_WallCommon | n/a | n/a | n/a
Absorptance | n/a | 1900-12-31T23:59:59 | Submitted:Submitted for Approval | Type | Basic Wall:nbl_MtlFurr-PlstrbrdGyp-PlstrbrdGyp_TYPE A | 0.1 | n/a | n/a | Analytical Properties | n/a | n/a | n/a
Roughness | n/a | 1900-12-31T23:59:59 | Submitted:Submitted for Approval | Type | Basic Wall:nbl_MtlFurr-PlstrbrdGyp-PlstrbrdGyp_TYPE A | 1 | n/a | n/a | Analytical Properties | n/a | n/a | n/a
Function | n/a | 1900-12-31T23:59:59 | Submitted:Submitted for Approval | Type | Basic Wall:nbl_MtlFurr-PlstrbrdGyp-PlstrbrdGyp_TYPE A | Interior | n/a | n/a | Construction | n/a | n/a
Width | n/a | 1900-12-31T23:59:59 | Submitted:Submitted for Approval | Type | Basic Wall:nbl_MtlFurr-PlstrbrdGyp-PlstrbrdGyp_TYPE A | 60 | n/a | n/a | Construction | n/a | n/a | n/a
Wrapping at Ends | n/a | 1900-12-31T23:59:59 | Submitted:Submitted for Approval | Type | Basic Wall:nbl_MtlFurr-PlstrbrdGyp-PlstrbrdGyp_TYPE A | None | n/a | n/a | Construction | n/a | n/a
Wrapping at Inserts | n/a | 1900-12-31T23:59:59 | Submitted:Submitted for Approval | Type | Basic Wall:nbl_MtlFurr-PlstrbrdGyp-PlstrbrdGyp_TYPE A | Both | n/a | n/a | Construction | n/a | n/a
Coarse Scale Fill Color | n/a | 1900-12-31T23:59:59 | Submitted:Submitted for Approval | Type | Basic Wall:nbl_MtlFurr-PlstrbrdGyp-PlstrbrdGyp_TYPE A | 12632256 | n/a | n/a | Graphics | n/a | n/a | n/a
Coarse Scale Fill Pattern | n/a | 1900-12-31T23:59:59 | Submitted:Submitted for Approval | Type | Basic Wall:nbl_MtlFurr-PlstrbrdGyp-PlstrbrdGyp_TYPE A | Solid fill | n/a | n/a | Graphics | n/a | n/a
Assembly Code | n/a | 1900-12-31T23:59:59 | Submitted:Submitted for Approval | Type | Basic Wall:nbl_MtlFurr-PlstrbrdGyp-PlstrbrdGyp_TYPE A |  | n/a | n/a | Identity Data | n/a | n/a
Assembly Description | n/a | 1900-12-31T23:59:59 | Submitted:Submitted for Approval | Type | Basic Wall:nbl_MtlFurr-PlstrbrdGyp-PlstrbrdGyp_TYPE A |  | n/a | n/a | Identity Data | n/a | n/a
Description | n/a | 1900-12-31T23:59:59 | Submitted:Submitted for Approval | Type | Basic Wall:nbl_MtlFurr-PlstrbrdGyp-PlstrbrdGyp_TYPE A | Metal Furrings Plasterboard Gypsumx2 | n/a | n/a | Identity Data | n/a | n/a
Help | n/a | 1900-12-31T23:59:59 | Submitted:Submitted for Approval | Type | Basic Wall:nbl_MtlFurr-PlstrbrdGyp-PlstrbrdGyp_TYPE A | http://www.nationalbimlibrary.com | n/a | n/a | Identity Data | n/a | n/a
IssueDate | n/a | 1900-12-31T23:59:59 | Submitted:Submitted for Approval | Type | Basic Wall:nbl_MtlFurr-PlstrbrdGyp-PlstrbrdGyp_TYPE A |  | n/a | n/a | Identity Data | n/a | n/a
NBSDescription | n/a | 1900-12-31T23:59:59 | Submitted:Submitted for Approval | Type | Basic Wall:nbl_MtlFurr-PlstrbrdGyp-PlstrbrdGyp_TYPE A | Gypsum board wall lining system | n/a | n/a | Identity Data | n/a | n/a
NBSReference | n/a | 1900-12-31T23:59:59 | Submitted:Submitted for Approval | Type | Basic Wall:nbl_MtlFurr-PlstrbrdGyp-PlstrbrdGyp_TYPE A | 25-85-45/140 | n/a | n/a | Identity Data | n/a | n/a
Version | n/a | 1900-12-31T23:59:59 | Submitted:Submitted for Approval | Type | Basic Wall:nbl_MtlFurr-PlstrbrdGyp-PlstrbrdGyp_TYPE A |  | n/a | n/a | Identity Data | n/a | n/a
Structural Material | n/a | 1900-12-31T23:59:59 | Submitted:Submitted for Approval | Type | Basic Wall:nbl_MtlFurr-PlstrbrdGyp-PlstrbrdGyp_TYPE A | nbl_MetalFurrings | n/a | n/a | Materials and Finishes | n/a | n/a
Colour | n/a | 1900-12-31T23:59:59 | Submitted:Submitted for Approval | Type | Basic Wall:nbl_MtlFurr-PlstrbrdGyp-PlstrbrdGyp_TYPE A | User to populate | n/a | n/a | Other | n/a | n/a
Constituents | n/a | 1900-12-31T23:59:59 | Submitted:Submitted for Approval | Type | Basic Wall:nbl_MtlFurr-PlstrbrdGyp-PlstrbrdGyp_TYPE A | User to populate | n/a | n/a | Other | n/a | n/a
Features | n/a | 1900-12-31T23:59:59 | Submitted:Submitted for Approval | Type | Basic Wall:nbl_MtlFurr-PlstrbrdGyp-PlstrbrdGyp_TYPE A | User to populate | n/a | n/a | Other | n/a | n/a
Finish | n/a | 1900-12-31T23:59:59 | Submitted:Submitted for Approval | Type | Basic Wall:nbl_MtlFurr-PlstrbrdGyp-PlstrbrdGyp_TYPE A | User to populate | n/a | n/a | Other | n/a | n/a
Grade | n/a | 1900-12-31T23:59:59 | Submitted:Submitted for Approval | Type | Basic Wall:nbl_MtlFurr-PlstrbrdGyp-PlstrbrdGyp_TYPE A | User to populate | n/a | n/a | Other | n/a | n/a
Material | n/a | 1900-12-31T23:59:59 | Submitted:Submitted for Approval | Type | Basic Wall:nbl_MtlFurr-PlstrbrdGyp-PlstrbrdGyp_TYPE A | User to populate | n/a | n/a | Other | n/a | n/a
NominalHeight | n/a | 1900-12-31T23:59:59 | Submitted:Submitted for Approval | Type | Basic Wall:nbl_MtlFurr-PlstrbrdGyp-PlstrbrdGyp_TYPE A | 0 | n/a | n/a | Other | n/a | n/a | n/a
NominalLength | n/a | 1900-12-31T23:59:59 | Submitted:Submitted for Approval | Type | Basic Wall:nbl_MtlFurr-PlstrbrdGyp-PlstrbrdGyp_TYPE A | 0 | n/a | n/a | Other | n/a | n/a | n/a
NominalWidth | n/a | 1900-12-31T23:59:59 | Submitted:Submitted for Approval | Type | Basic Wall:nbl_MtlFurr-PlstrbrdGyp-PlstrbrdGyp_TYPE A | 0 | n/a | n/a | Other | n/a | n/a | n/a
ProductionYear | n/a | 1900-12-31T23:59:59 | Submitted:Submitted for Approval | Type | Basic Wall:nbl_MtlFurr-PlstrbrdGyp-PlstrbrdGyp_TYPE A | User to populate | n/a | n/a | Other | n/a | n/a
ReplacementCost | n/a | 1900-12-31T23:59:59 | Submitted:Submitted for Approval | Type | Basic Wall:nbl_MtlFurr-PlstrbrdGyp-PlstrbrdGyp_TYPE A | User to populate | n/a | n/a | Other | n/a | n/a
ServiceLifeDuration | n/a | 1900-12-31T23:59:59 | Submitted:Submitted for Approval | Type | Basic Wall:nbl_MtlFurr-PlstrbrdGyp-PlstrbrdGyp_TYPE A | User to populate | n/a | n/a | Other | n/a | n/a
Shape | n/a | 1900-12-31T23:59:59 | Submitted:Submitted for Approval | Type | Basic Wall:nbl_MtlFurr-PlstrbrdGyp-PlstrbrdGyp_TYPE A | User to populate | n/a | n/a | Other | n/a | n/a
Size | n/a | 1900-12-31T23:59:59 | Submitted:Submitted for Approval | Type | Basic Wall:nbl_MtlFurr-PlstrbrdGyp-PlstrbrdGyp_TYPE A | User to populate | n/a | n/a | Other | n/a | n/a
WarrantyDescription | n/a | 1900-12-31T23:59:59 | Submitted:Submitted for Approval | Type | Basic Wall:nbl_MtlFurr-PlstrbrdGyp-PlstrbrdGyp_TYPE A | User to populate | n/a | n/a | Other | n/a | n/a
WarrantyDurationLabour | n/a | 1900-12-31T23:59:59 | Submitted:Submitted for Approval | Type | Basic Wall:nbl_MtlFurr-PlstrbrdGyp-PlstrbrdGyp_TYPE A | User to populate | n/a | n/a | Other | n/a | n/a
WarrantyDurationParts | n/a | 1900-12-31T23:59:59 | Submitted:Submitted for Approval | Type | Basic Wall:nbl_MtlFurr-PlstrbrdGyp-PlstrbrdGyp_TYPE A | User to populate | n/a | n/a | Other | n/a | n/a
WarrantyGuarantorLabour | n/a | 1900-12-31T23:59:59 | Submitted:Submitted for Approval | Type | Basic Wall:nbl_MtlFurr-PlstrbrdGyp-PlstrbrdGyp_TYPE A | User to populate | n/a | n/a | Other | n/a | n/a
WarrantyGuarantorParts | n/a | 1900-12-31T23:59:59 | Submitted:Submitted for Approval | Type | Basic Wall:nbl_MtlFurr-PlstrbrdGyp-PlstrbrdGyp_TYPE A | User to populate | n/a | n/a | Other | n/a | n/a
Base Constraint | n/a | 1900-12-31T23:59:59 | Submitted:Submitted for Approval | Component | Basic Wall:nbl_MtlFurr-PlstrbrdGyp-PlstrbrdGyp_TYPE A:310783 | Level: Ground Floor | n/a | n/a | Constraints | n/a | n/a
Base Extension Distance | n/a | 1900-12-31T23:59:59 | Submitted:Submitted for Approval | Component | Basic Wall:nbl_MtlFurr-PlstrbrdGyp-PlstrbrdGyp_TYPE A:310783 | 0 | n/a | n/a | Constraints | n/a | n/a | n/a
Base is Attached | n/a | 1900-12-31T23:59:59 | Submitted:Submitted for Approval | Component | Basic Wall:nbl_MtlFurr-PlstrbrdGyp-PlstrbrdGyp_TYPE A:310783 | n/a | n/a | n/a | Constraints | n/a | n/a | n/a
Base Offset | n/a | 1900-12-31T23:59:59 | Submitted:Submitted for Approval | Component | Basic Wall:nbl_MtlFurr-PlstrbrdGyp-PlstrbrdGyp_TYPE A:310783 | 0 | n/a | n/a | Constraints | n/a | n/a | n/a
Location Line | n/a | 1900-12-31T23:59:59 | Submitted:Submitted for Approval | Component | Basic Wall:nbl_MtlFurr-PlstrbrdGyp-PlstrbrdGyp_TYPE A:310783 | Core Face: Exterior | n/a | n/a | Constraints | n/a | n/a
Related to Mass | n/a | 1900-12-31T23:59:59 | Submitted:Submitted for Approval | Component | Basic Wall:nbl_MtlFurr-PlstrbrdGyp-PlstrbrdGyp_TYPE A:310783 | n/a | n/a | n/a | Constraints | n/a | n/a | n/a
Room Bounding | n/a | 1900-12-31T23:59:59 | Submitted:Submitted for Approval | Component | Basic Wall:nbl_MtlFurr-PlstrbrdGyp-PlstrbrdGyp_TYPE A:310783 | TRUE | n/a | n/a | Constraints | n/a | n/a | n/a
Top Constraint | n/a | 1900-12-31T23:59:59 | Submitted:Submitted for Approval | Component | Basic Wall:nbl_MtlFurr-PlstrbrdGyp-PlstrbrdGyp_TYPE A:310783 | Level: Lower Roof - Slab Level | n/a | n/a | Constraints | n/a | n/a
Top Extension Distance | n/a | 1900-12-31T23:59:59 | Submitted:Submitted for Approval | Component | Basic Wall:nbl_MtlFurr-PlstrbrdGyp-PlstrbrdGyp_TYPE A:310783 | 0 | n/a | n/a | Constraints | n/a | n/a | n/a
Top is Attached | n/a | 1900-12-31T23:59:59 | Submitted:Submitted for Approval | Component | Basic Wall:nbl_MtlFurr-PlstrbrdGyp-PlstrbrdGyp_TYPE A:310783 | n/a | n/a | n/a | Constraints | n/a | n/a | n/a
Top Offset | n/a | 1900-12-31T23:59:59 | Submitted:Submitted for Approval | Component | Basic Wall:nbl_MtlFurr-PlstrbrdGyp-PlstrbrdGyp_TYPE A:310783 | -300 | n/a | n/a | Constraints | n/a | n/a | n/a
Unconnected Height | n/a | 1900-12-31T23:59:59 | Submitted:Submitted for Approval | Component | Basic Wall:nbl_MtlFurr-PlstrbrdGyp-PlstrbrdGyp_TYPE A:310783 | 2900 | n/a | n/a | Constraints | n/a | n/a | n/a
Area | n/a | 1900-12-31T23:59:59 | Submitted:Submitted for Approval | Component | Basic Wall:nbl_MtlFurr-PlstrbrdGyp-PlstrbrdGyp_TYPE A:310783 | 8.816 | n/a | n/a | Dimensions | n/a | n/a | n/a
Length | n/a | 1900-12-31T23:59:59 | Submitted:Submitted for Approval | Component | Basic Wall:nbl_MtlFurr-PlstrbrdGyp-PlstrbrdGyp_TYPE A:310783 | 3220 | n/a | n/a | Dimensions | n/a | n/a | n/a
Volume | n/a | 1900-12-31T23:59:59 | Submitted:Submitted for Approval | Component | Basic Wall:nbl_MtlFurr-PlstrbrdGyp-PlstrbrdGyp_TYPE A:310783 | 0.52896 | n/a | n/a | Dimensions | n/a | n/a | n/a
FireRating | n/a | 1900-12-31T23:59:59 | Submitted:Submitted for Approval | Component | Basic Wall:nbl_MtlFurr-PlstrbrdGyp-PlstrbrdGyp_TYPE A:310783 | User to populate | n/a | n/a | Fire Protection | n/a | n/a
AssetIdentifier | n/a | 1900-12-31T23:59:59 | Submitted:Submitted for Approval | Component | Basic Wall:nbl_MtlFurr-PlstrbrdGyp-PlstrbrdGyp_TYPE A:310783 | User to populate | n/a | n/a | Other | n/a | n/a
BarCode | n/a | 1900-12-31T23:59:59 | Submitted:Submitted for Approval | Component | Basic Wall:nbl_MtlFurr-PlstrbrdGyp-PlstrbrdGyp_TYPE A:310783 | User to populate | n/a | n/a | Other | n/a | n/a
InstallationDate | n/a | 1900-12-31T23:59:59 | Submitted:Submitted for Approval | Component | Basic Wall:nbl_MtlFurr-PlstrbrdGyp-PlstrbrdGyp_TYPE A:310783 | User to populate | n/a | n/a | Other | n/a | n/a
SerialNumber | n/a | 1900-12-31T23:59:59 | Submitted:Submitted for Approval | Component | Basic Wall:nbl_MtlFurr-PlstrbrdGyp-PlstrbrdGyp_TYPE A:310783 | User to populate | n/a | n/a | Other | n/a | n/a
TagNumber | n/a | 1900-12-31T23:59:59 | Submitted:Submitted for Approval | Component | Basic Wall:nbl_MtlFurr-PlstrbrdGyp-PlstrbrdGyp_TYPE A:310783 | User to populate | n/a | n/a | Other | n/a | n/a
WarrantyStartDate | n/a | 1900-12-31T23:59:59 | Submitted:Submitted for Approval | Component | Basic Wall:nbl_MtlFurr-PlstrbrdGyp-PlstrbrdGyp_TYPE A:310783 | User to populate | n/a | n/a | Other | n/a | n/a
Phase Created | n/a | 1900-12-31T23:59:59 | Submitted:Submitted for Approval | Component | Basic Wall:nbl_MtlFurr-PlstrbrdGyp-PlstrbrdGyp_TYPE A:310783 | New Construction | n/a | n/a | Phasing | n/a | n/a
Enable Analytical Model | n/a | 1900-12-31T23:59:59 | Submitted:Submitted for Approval | Component | Basic Wall:nbl_MtlFurr-PlstrbrdGyp-PlstrbrdGyp_TYPE A:310783 | n/a | n/a | n/a | Structural | n/a | n/a | n/a
Structural | n/a | 1900-12-31T23:59:59 | Submitted:Submitted for Approval | Component | Basic Wall:nbl_MtlFurr-PlstrbrdGyp-PlstrbrdGyp_TYPE A:310783 | n/a | n/a | n/a | Structural | n/a | n/a | n/a
Structural Usage | n/a | 1900-12-31T23:59:59 | Submitted:Submitted for Approval | Component | Basic Wall:nbl_MtlFurr-PlstrbrdGyp-PlstrbrdGyp_TYPE A:310783 | Non-bearing | n/a | n/a | Structural | n/a | n/a
Reference | n/a | 1900-12-31T23:59:59 | Submitted:Submitted for Approval | Component | Basic Wall:nbl_MtlFurr-PlstrbrdGyp-PlstrbrdGyp_TYPE A:310783 | User to populate | n/a | n/a | Pset_WallCommon | n/a | n/a
LoadBearing | n/a | 1900-12-31T23:59:59 | Submitted:Submitted for Approval | Component | Basic Wall:nbl_MtlFurr-PlstrbrdGyp-PlstrbrdGyp_TYPE A:310783 | n/a | n/a | n/a | Pset_WallCommon | n/a | n/a | n/a
ExtendToStructure | n/a | 1900-12-31T23:59:59 | Submitted:Submitted for Approval | Component | Basic Wall:nbl_MtlFurr-PlstrbrdGyp-PlstrbrdGyp_TYPE A:310783 | n/a | n/a | n/a | Pset_WallCommon | n/a | n/a | n/a
IsExternal | n/a | 1900-12-31T23:59:59 | Submitted:Submitted for Approval | Component | Basic Wall:nbl_MtlFurr-PlstrbrdGyp-PlstrbrdGyp_TYPE A:310783 | n/a | n/a | n/a | Pset_WallCommon | n/a | n/a | n/a
FireRating | n/a | 1900-12-31T23:59:59 | Submitted:Submitted for Approval | Component | Basic Wall:nbl_MtlFurr-PlstrbrdGyp-PlstrbrdGyp_TYPE A:310783 | User to populate | n/a | n/a | Pset_WallCommon | n/a | n/a
ThermalTransmittance | n/a | 1900-12-31T23:59:59 | Submitted:Submitted for Approval | Component | Basic Wall:nbl_MtlFurr-PlstrbrdGyp-PlstrbrdGyp_TYPE A:310783 | 0 | n/a | n/a | Pset_WallCommon | n/a | n/a | n/a
AcousticRating | n/a | 1900-12-31T23:59:59 | Submitted:Submitted for Approval | Component | Basic Wall:nbl_MtlFurr-PlstrbrdGyp-PlstrbrdGyp_TYPE A:310783 | User to populate | n/a | n/a | Pset_WallCommon | n/a | n/a
SurfaceSpreadOfFlame | n/a | 1900-12-31T23:59:59 | Submitted:Submitted for Approval | Component | Basic Wall:nbl_MtlFurr-PlstrbrdGyp-PlstrbrdGyp_TYPE A:310783 | User to populate | n/a | n/a | Pset_WallCommon | n/a | n/a
Combustible | n/a | 1900-12-31T23:59:59 | Submitted:Submitted for Approval | Component | Basic Wall:nbl_MtlFurr-PlstrbrdGyp-PlstrbrdGyp_TYPE A:310783 | n/a | n/a | n/a | Pset_WallCommon | n/a | n/a | n/a
Compartmentation | n/a | 1900-12-31T23:59:59 | Submitted:Submitted for Approval | Component | Basic Wall:nbl_MtlFurr-PlstrbrdGyp-PlstrbrdGyp_TYPE A:310783 | n/a | n/a | n/a | Pset_WallCommon | n/a | n/a | n/a
ProductionYear | n/a | 1900-12-31T23:59:59 | Submitted:Submitted for Approval | Component | Basic Wall:nbl_MtlFurr-PlstrbrdGyp-PlstrbrdGyp_TYPE A:310783 | User to populate | n/a | n/a | Pset_ManufacturerTypeInformation | n/a | n/a
Base Constraint | n/a | 1900-12-31T23:59:59 | Submitted:Submitted for Approval | Component | Basic Wall:nbl_MtlFurr-PlstrbrdGyp-PlstrbrdGyp_TYPE A:312169 | Level: Ground Floor | n/a | n/a | Constraints | n/a | n/a
Base Extension Distance | n/a | 1900-12-31T23:59:59 | Submitted:Submitted for Approval | Component | Basic Wall:nbl_MtlFurr-PlstrbrdGyp-PlstrbrdGyp_TYPE A:312169 | 0 | n/a | n/a | Constraints | n/a | n/a | n/a
Base is Attached | n/a | 1900-12-31T23:59:59 | Submitted:Submitted for Approval | Component | Basic Wall:nbl_MtlFurr-PlstrbrdGyp-PlstrbrdGyp_TYPE A:312169 | n/a | n/a | n/a | Constraints | n/a | n/a | n/a
Base Offset | n/a | 1900-12-31T23:59:59 | Submitted:Submitted for Approval | Component | Basic Wall:nbl_MtlFurr-PlstrbrdGyp-PlstrbrdGyp_TYPE A:312169 | 0 | n/a | n/a | Constraints | n/a | n/a | n/a
Location Line | n/a | 1900-12-31T23:59:59 | Submitted:Submitted for Approval | Component | Basic Wall:nbl_MtlFurr-PlstrbrdGyp-PlstrbrdGyp_TYPE A:312169 | Core Face: Exterior | n/a | n/a | Constraints | n/a | n/a
Related to Mass | n/a | 1900-12-31T23:59:59 | Submitted:Submitted for Approval | Component | Basic Wall:nbl_MtlFurr-PlstrbrdGyp-PlstrbrdGyp_TYPE A:312169 | n/a | n/a | n/a | Constraints | n/a | n/a | n/a
Room Bounding | n/a | 1900-12-31T23:59:59 | Submitted:Submitted for Approval | Component | Basic Wall:nbl_MtlFurr-PlstrbrdGyp-PlstrbrdGyp_TYPE A:312169 | TRUE | n/a | n/a | Constraints | n/a | n/a | n/a
Top Constraint | n/a | 1900-12-31T23:59:59 | Submitted:Submitted for Approval | Component | Basic Wall:nbl_MtlFurr-PlstrbrdGyp-PlstrbrdGyp_TYPE A:312169 | Level: Lower Roof - Slab Level | n/a | n/a | Constraints | n/a | n/a
Top Extension Distance | n/a | 1900-12-31T23:59:59 | Submitted:Submitted for Approval | Component | Basic Wall:nbl_MtlFurr-PlstrbrdGyp-PlstrbrdGyp_TYPE A:312169 | 0 | n/a | n/a | Constraints | n/a | n/a | n/a
Top is Attached | n/a | 1900-12-31T23:59:59 | Submitted:Submitted for Approval | Component | Basic Wall:nbl_MtlFurr-PlstrbrdGyp-PlstrbrdGyp_TYPE A:312169 | n/a | n/a | n/a | Constraints | n/a | n/a | n/a
Top Offset | n/a | 1900-12-31T23:59:59 | Submitted:Submitted for Approval | Component | Basic Wall:nbl_MtlFurr-PlstrbrdGyp-PlstrbrdGyp_TYPE A:312169 | -300 | n/a | n/a | Constraints | n/a | n/a | n/a
Unconnected Height | n/a | 1900-12-31T23:59:59 | Submitted:Submitted for Approval | Component | Basic Wall:nbl_MtlFurr-PlstrbrdGyp-PlstrbrdGyp_TYPE A:312169 | 2900 | n/a | n/a | Constraints | n/a | n/a | n/a
Area | n/a | 1900-12-31T23:59:59 | Submitted:Submitted for Approval | Component | Basic Wall:nbl_MtlFurr-PlstrbrdGyp-PlstrbrdGyp_TYPE A:312169 | 6.525 | n/a | n/a | Dimensions | n/a | n/a | n/a
Length | n/a | 1900-12-31T23:59:59 | Submitted:Submitted for Approval | Component | Basic Wall:nbl_MtlFurr-PlstrbrdGyp-PlstrbrdGyp_TYPE A:312169 | 2310 | n/a | n/a | Dimensions | n/a | n/a | n/a
Volume | n/a | 1900-12-31T23:59:59 | Submitted:Submitted for Approval | Component | Basic Wall:nbl_MtlFurr-PlstrbrdGyp-PlstrbrdGyp_TYPE A:312169 | 0.3915 | n/a | n/a | Dimensions | n/a | n/a | n/a
FireRating | n/a | 1900-12-31T23:59:59 | Submitted:Submitted for Approval | Component | Basic Wall:nbl_MtlFurr-PlstrbrdGyp-PlstrbrdGyp_TYPE A:312169 | User to populate | n/a | n/a | Fire Protection | n/a | n/a
AssetIdentifier | n/a | 1900-12-31T23:59:59 | Submitted:Submitted for Approval | Component | Basic Wall:nbl_MtlFurr-PlstrbrdGyp-PlstrbrdGyp_TYPE A:312169 | User to populate | n/a | n/a | Other | n/a | n/a
BarCode | n/a | 1900-12-31T23:59:59 | Submitted:Submitted for Approval | Component | Basic Wall:nbl_MtlFurr-PlstrbrdGyp-PlstrbrdGyp_TYPE A:312169 | User to populate | n/a | n/a | Other | n/a | n/a
InstallationDate | n/a | 1900-12-31T23:59:59 | Submitted:Submitted for Approval | Component | Basic Wall:nbl_MtlFurr-PlstrbrdGyp-PlstrbrdGyp_TYPE A:312169 | User to populate | n/a | n/a | Other | n/a | n/a
SerialNumber | n/a | 1900-12-31T23:59:59 | Submitted:Submitted for Approval | Component | Basic Wall:nbl_MtlFurr-PlstrbrdGyp-PlstrbrdGyp_TYPE A:312169 | User to populate | n/a | n/a | Other | n/a | n/a
TagNumber | n/a | 1900-12-31T23:59:59 | Submitted:Submitted for Approval | Component | Basic Wall:nbl_MtlFurr-PlstrbrdGyp-PlstrbrdGyp_TYPE A:312169 | User to populate | n/a | n/a | Other | n/a | n/a
WarrantyStartDate | n/a | 1900-12-31T23:59:59 | Submitted:Submitted for Approval | Component | Basic Wall:nbl_MtlFurr-PlstrbrdGyp-PlstrbrdGyp_TYPE A:312169 | User to populate | n/a | n/a | Other | n/a | n/a
Phase Created | n/a | 1900-12-31T23:59:59 | Submitted:Submitted for Approval | Component | Basic Wall:nbl_MtlFurr-PlstrbrdGyp-PlstrbrdGyp_TYPE A:312169 | New Construction | n/a | n/a | Phasing | n/a | n/a
Enable Analytical Model | n/a | 1900-12-31T23:59:59 | Submitted:Submitted for Approval | Component | Basic Wall:nbl_MtlFurr-PlstrbrdGyp-PlstrbrdGyp_TYPE A:312169 | n/a | n/a | n/a | Structural | n/a | n/a | n/a
Structural | n/a | 1900-12-31T23:59:59 | Submitted:Submitted for Approval | Component | Basic Wall:nbl_MtlFurr-PlstrbrdGyp-PlstrbrdGyp_TYPE A:312169 | n/a | n/a | n/a | Structural | n/a | n/a | n/a
Structural Usage | n/a | 1900-12-31T23:59:59 | Submitted:Submitted for Approval | Component | Basic Wall:nbl_MtlFurr-PlstrbrdGyp-PlstrbrdGyp_TYPE A:312169 | Non-bearing | n/a | n/a | Structural | n/a | n/a
Reference | n/a | 1900-12-31T23:59:59 | Submitted:Submitted for Approval | Component | Basic Wall:nbl_MtlFurr-PlstrbrdGyp-PlstrbrdGyp_TYPE A:312169 | User to populate | n/a | n/a | Pset_WallCommon | n/a | n/a
LoadBearing | n/a | 1900-12-31T23:59:59 | Submitted:Submitted for Approval | Component | Basic Wall:nbl_MtlFurr-PlstrbrdGyp-PlstrbrdGyp_TYPE A:312169 | n/a | n/a | n/a | Pset_WallCommon | n/a | n/a | n/a
ExtendToStructure | n/a | 1900-12-31T23:59:59 | Submitted:Submitted for Approval | Component | Basic Wall:nbl_MtlFurr-PlstrbrdGyp-PlstrbrdGyp_TYPE A:312169 | n/a | n/a | n/a | Pset_WallCommon | n/a | n/a | n/a
IsExternal | n/a | 1900-12-31T23:59:59 | Submitted:Submitted for Approval | Component | Basic Wall:nbl_MtlFurr-PlstrbrdGyp-PlstrbrdGyp_TYPE A:312169 | n/a | n/a | n/a | Pset_WallCommon | n/a | n/a | n/a
FireRating | n/a | 1900-12-31T23:59:59 | Submitted:Submitted for Approval | Component | Basic Wall:nbl_MtlFurr-PlstrbrdGyp-PlstrbrdGyp_TYPE A:312169 | User to populate | n/a | n/a | Pset_WallCommon | n/a | n/a
ThermalTransmittance | n/a | 1900-12-31T23:59:59 | Submitted:Submitted for Approval | Component | Basic Wall:nbl_MtlFurr-PlstrbrdGyp-PlstrbrdGyp_TYPE A:312169 | 0 | n/a | n/a | Pset_WallCommon | n/a | n/a | n/a
AcousticRating | n/a | 1900-12-31T23:59:59 | Submitted:Submitted for Approval | Component | Basic Wall:nbl_MtlFurr-PlstrbrdGyp-PlstrbrdGyp_TYPE A:312169 | User to populate | n/a | n/a | Pset_WallCommon | n/a | n/a
SurfaceSpreadOfFlame | n/a | 1900-12-31T23:59:59 | Submitted:Submitted for Approval | Component | Basic Wall:nbl_MtlFurr-PlstrbrdGyp-PlstrbrdGyp_TYPE A:312169 | User to populate | n/a | n/a | Pset_WallCommon | n/a | n/a
Combustible | n/a | 1900-12-31T23:59:59 | Submitted:Submitted for Approval | Component | Basic Wall:nbl_MtlFurr-PlstrbrdGyp-PlstrbrdGyp_TYPE A:312169 | n/a | n/a | n/a | Pset_WallCommon | n/a | n/a | n/a
Compartmentation | n/a | 1900-12-31T23:59:59 | Submitted:Submitted for Approval | Component | Basic Wall:nbl_MtlFurr-PlstrbrdGyp-PlstrbrdGyp_TYPE A:312169 | n/a | n/a | n/a | Pset_WallCommon | n/a | n/a | n/a
ProductionYear | n/a | 1900-12-31T23:59:59 | Submitted:Submitted for Approval | Component | Basic Wall:nbl_MtlFurr-PlstrbrdGyp-PlstrbrdGyp_TYPE A:312169 | User to populate | n/a | n/a | Pset_ManufacturerTypeInformation | n/a | n/a
Base Constraint | n/a | 1900-12-31T23:59:59 | Submitted:Submitted for Approval | Component | Basic Wall:nbl_MtlFurr-PlstrbrdGyp-PlstrbrdGyp_TYPE A:312333 | Level: Ground Floor | n/a | n/a | Constraints | n/a | n/a
Base Extension Distance | n/a | 1900-12-31T23:59:59 | Submitted:Submitted for Approval | Component | Basic Wall:nbl_MtlFurr-PlstrbrdGyp-PlstrbrdGyp_TYPE A:312333 | 0 | n/a | n/a | Constraints | n/a | n/a | n/a
Base is Attached | n/a | 1900-12-31T23:59:59 | Submitted:Submitted for Approval | Component | Basic Wall:nbl_MtlFurr-PlstrbrdGyp-PlstrbrdGyp_TYPE A:312333 | n/a | n/a | n/a | Constraints | n/a | n/a | n/a
Base Offset | n/a | 1900-12-31T23:59:59 | Submitted:Submitted for Approval | Component | Basic Wall:nbl_MtlFurr-PlstrbrdGyp-PlstrbrdGyp_TYPE A:312333 | 0 | n/a | n/a | Constraints | n/a | n/a | n/a
Location Line | n/a | 1900-12-31T23:59:59 | Submitted:Submitted for Approval | Component | Basic Wall:nbl_MtlFurr-PlstrbrdGyp-PlstrbrdGyp_TYPE A:312333 | Core Face: Exterior | n/a | n/a | Constraints | n/a | n/a
Related to Mass | n/a | 1900-12-31T23:59:59 | Submitted:Submitted for Approval | Component | Basic Wall:nbl_MtlFurr-PlstrbrdGyp-PlstrbrdGyp_TYPE A:312333 | n/a | n/a | n/a | Constraints | n/a | n/a | n/a
Room Bounding | n/a | 1900-12-31T23:59:59 | Submitted:Submitted for Approval | Component | Basic Wall:nbl_MtlFurr-PlstrbrdGyp-PlstrbrdGyp_TYPE A:312333 | TRUE | n/a | n/a | Constraints | n/a | n/a | n/a
Top Constraint | n/a | 1900-12-31T23:59:59 | Submitted:Submitted for Approval | Component | Basic Wall:nbl_MtlFurr-PlstrbrdGyp-PlstrbrdGyp_TYPE A:312333 | Level: Lower Roof - Slab Level | n/a | n/a | Constraints | n/a | n/a
Top Extension Distance | n/a | 1900-12-31T23:59:59 | Submitted:Submitted for Approval | Component | Basic Wall:nbl_MtlFurr-PlstrbrdGyp-PlstrbrdGyp_TYPE A:312333 | 0 | n/a | n/a | Constraints | n/a | n/a | n/a
Top is Attached | n/a | 1900-12-31T23:59:59 | Submitted:Submitted for Approval | Component | Basic Wall:nbl_MtlFurr-PlstrbrdGyp-PlstrbrdGyp_TYPE A:312333 | n/a | n/a | n/a | Constraints | n/a | n/a | n/a
Top Offset | n/a | 1900-12-31T23:59:59 | Submitted:Submitted for Approval | Component | Basic Wall:nbl_MtlFurr-PlstrbrdGyp-PlstrbrdGyp_TYPE A:312333 | -350 | n/a | n/a | Constraints | n/a | n/a | n/a
Unconnected Height | n/a | 1900-12-31T23:59:59 | Submitted:Submitted for Approval | Component | Basic Wall:nbl_MtlFurr-PlstrbrdGyp-PlstrbrdGyp_TYPE A:312333 | 2850 | n/a | n/a | Constraints | n/a | n/a | n/a
Area | n/a | 1900-12-31T23:59:59 | Submitted:Submitted for Approval | Component | Basic Wall:nbl_MtlFurr-PlstrbrdGyp-PlstrbrdGyp_TYPE A:312333 | 5.3487 | n/a | n/a | Dimensions | n/a | n/a | n/a
Length | n/a | 1900-12-31T23:59:59 | Submitted:Submitted for Approval | Component | Basic Wall:nbl_MtlFurr-PlstrbrdGyp-PlstrbrdGyp_TYPE A:312333 | 1996.7244 | n/a | n/a | Dimensions | n/a | n/a | n/a
Volume | n/a | 1900-12-31T23:59:59 | Submitted:Submitted for Approval | Component | Basic Wall:nbl_MtlFurr-PlstrbrdGyp-PlstrbrdGyp_TYPE A:312333 | 0.32092 | n/a | n/a | Dimensions | n/a | n/a | n/a
FireRating | n/a | 1900-12-31T23:59:59 | Submitted:Submitted for Approval | Component | Basic Wall:nbl_MtlFurr-PlstrbrdGyp-PlstrbrdGyp_TYPE A:312333 | User to populate | n/a | n/a | Fire Protection | n/a | n/a
AssetIdentifier | n/a | 1900-12-31T23:59:59 | Submitted:Submitted for Approval | Component | Basic Wall:nbl_MtlFurr-PlstrbrdGyp-PlstrbrdGyp_TYPE A:312333 | User to populate | n/a | n/a | Other | n/a | n/a
BarCode | n/a | 1900-12-31T23:59:59 | Submitted:Submitted for Approval | Component | Basic Wall:nbl_MtlFurr-PlstrbrdGyp-PlstrbrdGyp_TYPE A:312333 | User to populate | n/a | n/a | Other | n/a | n/a
InstallationDate | n/a | 1900-12-31T23:59:59 | Submitted:Submitted for Approval | Component | Basic Wall:nbl_MtlFurr-PlstrbrdGyp-PlstrbrdGyp_TYPE A:312333 | User to populate | n/a | n/a | Other | n/a | n/a
SerialNumber | n/a | 1900-12-31T23:59:59 | Submitted:Submitted for Approval | Component | Basic Wall:nbl_MtlFurr-PlstrbrdGyp-PlstrbrdGyp_TYPE A:312333 | User to populate | n/a | n/a | Other | n/a | n/a
TagNumber | n/a | 1900-12-31T23:59:59 | Submitted:Submitted for Approval | Component | Basic Wall:nbl_MtlFurr-PlstrbrdGyp-PlstrbrdGyp_TYPE A:312333 | User to populate | n/a | n/a | Other | n/a | n/a
WarrantyStartDate | n/a | 1900-12-31T23:59:59 | Submitted:Submitted for Approval | Component | Basic Wall:nbl_MtlFurr-PlstrbrdGyp-PlstrbrdGyp_TYPE A:312333 | User to populate | n/a | n/a | Other | n/a | n/a
Phase Created | n/a | 1900-12-31T23:59:59 | Submitted:Submitted for Approval | Component | Basic Wall:nbl_MtlFurr-PlstrbrdGyp-PlstrbrdGyp_TYPE A:312333 | New Construction | n/a | n/a | Phasing | n/a | n/a
Enable Analytical Model | n/a | 1900-12-31T23:59:59 | Submitted:Submitted for Approval | Component | Basic Wall:nbl_MtlFurr-PlstrbrdGyp-PlstrbrdGyp_TYPE A:312333 | n/a | n/a | n/a | Structural | n/a | n/a | n/a
Structural | n/a | 1900-12-31T23:59:59 | Submitted:Submitted for Approval | Component | Basic Wall:nbl_MtlFurr-PlstrbrdGyp-PlstrbrdGyp_TYPE A:312333 | n/a | n/a | n/a | Structural | n/a | n/a | n/a
Structural Usage | n/a | 1900-12-31T23:59:59 | Submitted:Submitted for Approval | Component | Basic Wall:nbl_MtlFurr-PlstrbrdGyp-PlstrbrdGyp_TYPE A:312333 | Non-bearing | n/a | n/a | Structural | n/a | n/a
Reference | n/a | 1900-12-31T23:59:59 | Submitted:Submitted for Approval | Component | Basic Wall:nbl_MtlFurr-PlstrbrdGyp-PlstrbrdGyp_TYPE A:312333 | User to populate | n/a | n/a | Pset_WallCommon | n/a | n/a
LoadBearing | n/a | 1900-12-31T23:59:59 | Submitted:Submitted for Approval | Component | Basic Wall:nbl_MtlFurr-PlstrbrdGyp-PlstrbrdGyp_TYPE A:312333 | n/a | n/a | n/a | Pset_WallCommon | n/a | n/a | n/a
ExtendToStructure | n/a | 1900-12-31T23:59:59 | Submitted:Submitted for Approval | Component | Basic Wall:nbl_MtlFurr-PlstrbrdGyp-PlstrbrdGyp_TYPE A:312333 | n/a | n/a | n/a | Pset_WallCommon | n/a | n/a | n/a
IsExternal | n/a | 1900-12-31T23:59:59 | Submitted:Submitted for Approval | Component | Basic Wall:nbl_MtlFurr-PlstrbrdGyp-PlstrbrdGyp_TYPE A:312333 | n/a | n/a | n/a | Pset_WallCommon | n/a | n/a | n/a
FireRating | n/a | 1900-12-31T23:59:59 | Submitted:Submitted for Approval | Component | Basic Wall:nbl_MtlFurr-PlstrbrdGyp-PlstrbrdGyp_TYPE A:312333 | User to populate | n/a | n/a | Pset_WallCommon | n/a | n/a
ThermalTransmittance | n/a | 1900-12-31T23:59:59 | Submitted:Submitted for Approval | Component | Basic Wall:nbl_MtlFurr-PlstrbrdGyp-PlstrbrdGyp_TYPE A:312333 | 0 | n/a | n/a | Pset_WallCommon | n/a | n/a | n/a
AcousticRating | n/a | 1900-12-31T23:59:59 | Submitted:Submitted for Approval | Component | Basic Wall:nbl_MtlFurr-PlstrbrdGyp-PlstrbrdGyp_TYPE A:312333 | User to populate | n/a | n/a | Pset_WallCommon | n/a | n/a
SurfaceSpreadOfFlame | n/a | 1900-12-31T23:59:59 | Submitted:Submitted for Approval | Component | Basic Wall:nbl_MtlFurr-PlstrbrdGyp-PlstrbrdGyp_TYPE A:312333 | User to populate | n/a | n/a | Pset_WallCommon | n/a | n/a
Combustible | n/a | 1900-12-31T23:59:59 | Submitted:Submitted for Approval | Component | Basic Wall:nbl_MtlFurr-PlstrbrdGyp-PlstrbrdGyp_TYPE A:312333 | n/a | n/a | n/a | Pset_WallCommon | n/a | n/a | n/a
Compartmentation | n/a | 1900-12-31T23:59:59 | Submitted:Submitted for Approval | Component | Basic Wall:nbl_MtlFurr-PlstrbrdGyp-PlstrbrdGyp_TYPE A:312333 | n/a | n/a | n/a | Pset_WallCommon | n/a | n/a | n/a
ProductionYear | n/a | 1900-12-31T23:59:59 | Submitted:Submitted for Approval | Component | Basic Wall:nbl_MtlFurr-PlstrbrdGyp-PlstrbrdGyp_TYPE A:312333 | User to populate | n/a | n/a | Pset_ManufacturerTypeInformation | n/a | n/a
Absorptance | n/a | 1900-12-31T23:59:59 | Submitted:Submitted for Approval | Type | Basic Wall:nbl_Ext_CemRndr-InsulPF | 0.1 | n/a | n/a | Analytical Properties | n/a | n/a | n/a
Roughness | n/a | 1900-12-31T23:59:59 | Submitted:Submitted for Approval | Type | Basic Wall:nbl_Ext_CemRndr-InsulPF | 1 | n/a | n/a | Analytical Properties | n/a | n/a | n/a
Function | n/a | 1900-12-31T23:59:59 | Submitted:Submitted for Approval | Type | Basic Wall:nbl_Ext_CemRndr-InsulPF | Exterior | n/a | n/a | Construction | n/a | n/a
Width | n/a | 1900-12-31T23:59:59 | Submitted:Submitted for Approval | Type | Basic Wall:nbl_Ext_CemRndr-InsulPF | 70 | n/a | n/a | Construction | n/a | n/a | n/a
Wrapping at Ends | n/a | 1900-12-31T23:59:59 | Submitted:Submitted for Approval | Type | Basic Wall:nbl_Ext_CemRndr-InsulPF | None | n/a | n/a | Construction | n/a | n/a
Wrapping at Inserts | n/a | 1900-12-31T23:59:59 | Submitted:Submitted for Approval | Type | Basic Wall:nbl_Ext_CemRndr-InsulPF | Both | n/a | n/a | Construction | n/a | n/a
Coarse Scale Fill Color | n/a | 1900-12-31T23:59:59 | Submitted:Submitted for Approval | Type | Basic Wall:nbl_Ext_CemRndr-InsulPF | 12632256 | n/a | n/a | Graphics | n/a | n/a | n/a
Coarse Scale Fill Pattern | n/a | 1900-12-31T23:59:59 | Submitted:Submitted for Approval | Type | Basic Wall:nbl_Ext_CemRndr-InsulPF | Solid fill | n/a | n/a | Graphics | n/a | n/a
Assembly Code | n/a | 1900-12-31T23:59:59 | Submitted:Submitted for Approval | Type | Basic Wall:nbl_Ext_CemRndr-InsulPF |  | n/a | n/a | Identity Data | n/a | n/a
Assembly Description | n/a | 1900-12-31T23:59:59 | Submitted:Submitted for Approval | Type | Basic Wall:nbl_Ext_CemRndr-InsulPF |  | n/a | n/a | Identity Data | n/a | n/a
Description | n/a | 1900-12-31T23:59:59 | Submitted:Submitted for Approval | Type | Basic Wall:nbl_Ext_CemRndr-InsulPF | External Cement Render Insulation Partial Fill Cement Bonded Particleboard | n/a | n/a | Identity Data | n/a | n/a
Help | n/a | 1900-12-31T23:59:59 | Submitted:Submitted for Approval | Type | Basic Wall:nbl_Ext_CemRndr-InsulPF | http://www.nationalbimlibrary.com | n/a | n/a | Identity Data | n/a | n/a
IssueDate | n/a | 1900-12-31T23:59:59 | Submitted:Submitted for Approval | Type | Basic Wall:nbl_Ext_CemRndr-InsulPF |  | n/a | n/a | Identity Data | n/a | n/a
NBSDescription | n/a | 1900-12-31T23:59:59 | Submitted:Submitted for Approval | Type | Basic Wall:nbl_Ext_CemRndr-InsulPF | One coat render system | n/a | n/a | Identity Data | n/a | n/a
NBSReference | n/a | 1900-12-31T23:59:59 | Submitted:Submitted for Approval | Type | Basic Wall:nbl_Ext_CemRndr-InsulPF | 25-80-72/160 | n/a | n/a | Identity Data | n/a | n/a
Version | n/a | 1900-12-31T23:59:59 | Submitted:Submitted for Approval | Type | Basic Wall:nbl_Ext_CemRndr-InsulPF |  | n/a | n/a | Identity Data | n/a | n/a
Structural Material | n/a | 1900-12-31T23:59:59 | Submitted:Submitted for Approval | Type | Basic Wall:nbl_Ext_CemRndr-InsulPF | nbl_PolyisocyanurateFoamBoards | n/a | n/a | Materials and Finishes | n/a | n/a
Colour | n/a | 1900-12-31T23:59:59 | Submitted:Submitted for Approval | Type | Basic Wall:nbl_Ext_CemRndr-InsulPF | User to populate | n/a | n/a | Other | n/a | n/a
Constituents | n/a | 1900-12-31T23:59:59 | Submitted:Submitted for Approval | Type | Basic Wall:nbl_Ext_CemRndr-InsulPF | User to populate | n/a | n/a | Other | n/a | n/a
Features | n/a | 1900-12-31T23:59:59 | Submitted:Submitted for Approval | Type | Basic Wall:nbl_Ext_CemRndr-InsulPF | User to populate | n/a | n/a | Other | n/a | n/a
Finish | n/a | 1900-12-31T23:59:59 | Submitted:Submitted for Approval | Type | Basic Wall:nbl_Ext_CemRndr-InsulPF | User to populate | n/a | n/a | Other | n/a | n/a
Grade | n/a | 1900-12-31T23:59:59 | Submitted:Submitted for Approval | Type | Basic Wall:nbl_Ext_CemRndr-InsulPF | User to populate | n/a | n/a | Other | n/a | n/a
Material | n/a | 1900-12-31T23:59:59 | Submitted:Submitted for Approval | Type | Basic Wall:nbl_Ext_CemRndr-InsulPF | User to populate | n/a | n/a | Other | n/a | n/a
NominalHeight | n/a | 1900-12-31T23:59:59 | Submitted:Submitted for Approval | Type | Basic Wall:nbl_Ext_CemRndr-InsulPF | 0 | n/a | n/a | Other | n/a | n/a | n/a
NominalLength | n/a | 1900-12-31T23:59:59 | Submitted:Submitted for Approval | Type | Basic Wall:nbl_Ext_CemRndr-InsulPF | 0 | n/a | n/a | Other | n/a | n/a | n/a
NominalWidth | n/a | 1900-12-31T23:59:59 | Submitted:Submitted for Approval | Type | Basic Wall:nbl_Ext_CemRndr-InsulPF | 0 | n/a | n/a | Other | n/a | n/a | n/a
ProductionYear | n/a | 1900-12-31T23:59:59 | Submitted:Submitted for Approval | Type | Basic Wall:nbl_Ext_CemRndr-InsulPF | User to populate | n/a | n/a | Other | n/a | n/a
ReplacementCost | n/a | 1900-12-31T23:59:59 | Submitted:Submitted for Approval | Type | Basic Wall:nbl_Ext_CemRndr-InsulPF | User to populate | n/a | n/a | Other | n/a | n/a
ServiceLifeDuration | n/a | 1900-12-31T23:59:59 | Submitted:Submitted for Approval | Type | Basic Wall:nbl_Ext_CemRndr-InsulPF | User to populate | n/a | n/a | Other | n/a | n/a
Shape | n/a | 1900-12-31T23:59:59 | Submitted:Submitted for Approval | Type | Basic Wall:nbl_Ext_CemRndr-InsulPF | User to populate | n/a | n/a | Other | n/a | n/a
Size | n/a | 1900-12-31T23:59:59 | Submitted:Submitted for Approval | Type | Basic Wall:nbl_Ext_CemRndr-InsulPF | User to populate | n/a | n/a | Other | n/a | n/a
WarrantyDescription | n/a | 1900-12-31T23:59:59 | Submitted:Submitted for Approval | Type | Basic Wall:nbl_Ext_CemRndr-InsulPF | User to populate | n/a | n/a | Other | n/a | n/a
WarrantyDurationLabour | n/a | 1900-12-31T23:59:59 | Submitted:Submitted for Approval | Type | Basic Wall:nbl_Ext_CemRndr-InsulPF | User to populate | n/a | n/a | Other | n/a | n/a
WarrantyDurationParts | n/a | 1900-12-31T23:59:59 | Submitted:Submitted for Approval | Type | Basic Wall:nbl_Ext_CemRndr-InsulPF | User to populate | n/a | n/a | Other | n/a | n/a
WarrantyGuarantorLabour | n/a | 1900-12-31T23:59:59 | Submitted:Submitted for Approval | Type | Basic Wall:nbl_Ext_CemRndr-InsulPF | User to populate | n/a | n/a | Other | n/a | n/a
WarrantyGuarantorParts | n/a | 1900-12-31T23:59:59 | Submitted:Submitted for Approval | Type | Basic Wall:nbl_Ext_CemRndr-InsulPF | User to populate | n/a | n/a | Other | n/a | n/a
Base Constraint | n/a | 1900-12-31T23:59:59 | Submitted:Submitted for Approval | Component | Basic Wall:nbl_Ext_CemRndr-InsulPF:321802 | Level: Lower Roof - Slab Level | n/a | n/a | Constraints | n/a | n/a
Base Extension Distance | n/a | 1900-12-31T23:59:59 | Submitted:Submitted for Approval | Component | Basic Wall:nbl_Ext_CemRndr-InsulPF:321802 | 0 | n/a | n/a | Constraints | n/a | n/a | n/a
Base is Attached | n/a | 1900-12-31T23:59:59 | Submitted:Submitted for Approval | Component | Basic Wall:nbl_Ext_CemRndr-InsulPF:321802 | n/a | n/a | n/a | Constraints | n/a | n/a | n/a
Base Offset | n/a | 1900-12-31T23:59:59 | Submitted:Submitted for Approval | Component | Basic Wall:nbl_Ext_CemRndr-InsulPF:321802 | 0 | n/a | n/a | Constraints | n/a | n/a | n/a
Location Line | n/a | 1900-12-31T23:59:59 | Submitted:Submitted for Approval | Component | Basic Wall:nbl_Ext_CemRndr-InsulPF:321802 | Finish Face: Exterior | n/a | n/a | Constraints | n/a | n/a
Related to Mass | n/a | 1900-12-31T23:59:59 | Submitted:Submitted for Approval | Component | Basic Wall:nbl_Ext_CemRndr-InsulPF:321802 | n/a | n/a | n/a | Constraints | n/a | n/a | n/a
Room Bounding | n/a | 1900-12-31T23:59:59 | Submitted:Submitted for Approval | Component | Basic Wall:nbl_Ext_CemRndr-InsulPF:321802 | TRUE | n/a | n/a | Constraints | n/a | n/a | n/a
Top Constraint | n/a | 1900-12-31T23:59:59 | Submitted:Submitted for Approval | Component | Basic Wall:nbl_Ext_CemRndr-InsulPF:321802 | Level: Roof Over Main Beams | n/a | n/a | Constraints | n/a | n/a
Top Extension Distance | n/a | 1900-12-31T23:59:59 | Submitted:Submitted for Approval | Component | Basic Wall:nbl_Ext_CemRndr-InsulPF:321802 | 0 | n/a | n/a | Constraints | n/a | n/a | n/a
Top is Attached | n/a | 1900-12-31T23:59:59 | Submitted:Submitted for Approval | Component | Basic Wall:nbl_Ext_CemRndr-InsulPF:321802 | n/a | n/a | n/a | Constraints | n/a | n/a | n/a
Top Offset | n/a | 1900-12-31T23:59:59 | Submitted:Submitted for Approval | Component | Basic Wall:nbl_Ext_CemRndr-InsulPF:321802 | 51 | n/a | n/a | Constraints | n/a | n/a | n/a
Unconnected Height | n/a | 1900-12-31T23:59:59 | Submitted:Submitted for Approval | Component | Basic Wall:nbl_Ext_CemRndr-InsulPF:321802 | 851 | n/a | n/a | Constraints | n/a | n/a | n/a
Area | n/a | 1900-12-31T23:59:59 | Submitted:Submitted for Approval | Component | Basic Wall:nbl_Ext_CemRndr-InsulPF:321802 | 8.042 | n/a | n/a | Dimensions | n/a | n/a | n/a
Length | n/a | 1900-12-31T23:59:59 | Submitted:Submitted for Approval | Component | Basic Wall:nbl_Ext_CemRndr-InsulPF:321802 | 9380 | n/a | n/a | Dimensions | n/a | n/a | n/a
Volume | n/a | 1900-12-31T23:59:59 | Submitted:Submitted for Approval | Component | Basic Wall:nbl_Ext_CemRndr-InsulPF:321802 | 0.56294 | n/a | n/a | Dimensions | n/a | n/a | n/a
FireRating | n/a | 1900-12-31T23:59:59 | Submitted:Submitted for Approval | Component | Basic Wall:nbl_Ext_CemRndr-InsulPF:321802 | User to populate | n/a | n/a | Fire Protection | n/a | n/a
AssetIdentifier | n/a | 1900-12-31T23:59:59 | Submitted:Submitted for Approval | Component | Basic Wall:nbl_Ext_CemRndr-InsulPF:321802 | User to populate | n/a | n/a | Other | n/a | n/a
BarCode | n/a | 1900-12-31T23:59:59 | Submitted:Submitted for Approval | Component | Basic Wall:nbl_Ext_CemRndr-InsulPF:321802 | User to populate | n/a | n/a | Other | n/a | n/a
InstallationDate | n/a | 1900-12-31T23:59:59 | Submitted:Submitted for Approval | Component | Basic Wall:nbl_Ext_CemRndr-InsulPF:321802 | User to populate | n/a | n/a | Other | n/a | n/a
SerialNumber | n/a | 1900-12-31T23:59:59 | Submitted:Submitted for Approval | Component | Basic Wall:nbl_Ext_CemRndr-InsulPF:321802 | User to populate | n/a | n/a | Other | n/a | n/a
TagNumber | n/a | 1900-12-31T23:59:59 | Submitted:Submitted for Approval | Component | Basic Wall:nbl_Ext_CemRndr-InsulPF:321802 | User to populate | n/a | n/a | Other | n/a | n/a
WarrantyStartDate | n/a | 1900-12-31T23:59:59 | Submitted:Submitted for Approval | Component | Basic Wall:nbl_Ext_CemRndr-InsulPF:321802 | User to populate | n/a | n/a | Other | n/a | n/a
Phase Created | n/a | 1900-12-31T23:59:59 | Submitted:Submitted for Approval | Component | Basic Wall:nbl_Ext_CemRndr-InsulPF:321802 | New Construction | n/a | n/a | Phasing | n/a | n/a
Enable Analytical Model | n/a | 1900-12-31T23:59:59 | Submitted:Submitted for Approval | Component | Basic Wall:nbl_Ext_CemRndr-InsulPF:321802 | n/a | n/a | n/a | Structural | n/a | n/a | n/a
Structural | n/a | 1900-12-31T23:59:59 | Submitted:Submitted for Approval | Component | Basic Wall:nbl_Ext_CemRndr-InsulPF:321802 | n/a | n/a | n/a | Structural | n/a | n/a | n/a
Structural Usage | n/a | 1900-12-31T23:59:59 | Submitted:Submitted for Approval | Component | Basic Wall:nbl_Ext_CemRndr-InsulPF:321802 | Non-bearing | n/a | n/a | Structural | n/a | n/a
Reference | n/a | 1900-12-31T23:59:59 | Submitted:Submitted for Approval | Component | Basic Wall:nbl_Ext_CemRndr-InsulPF:321802 | User to populate | n/a | n/a | Pset_WallCommon | n/a | n/a
LoadBearing | n/a | 1900-12-31T23:59:59 | Submitted:Submitted for Approval | Component | Basic Wall:nbl_Ext_CemRndr-InsulPF:321802 | n/a | n/a | n/a | Pset_WallCommon | n/a | n/a | n/a
ExtendToStructure | n/a | 1900-12-31T23:59:59 | Submitted:Submitted for Approval | Component | Basic Wall:nbl_Ext_CemRndr-InsulPF:321802 | n/a | n/a | n/a | Pset_WallCommon | n/a | n/a | n/a
IsExternal | n/a | 1900-12-31T23:59:59 | Submitted:Submitted for Approval | Component | Basic Wall:nbl_Ext_CemRndr-InsulPF:321802 | TRUE | n/a | n/a | Pset_WallCommon | n/a | n/a | n/a
FireRating | n/a | 1900-12-31T23:59:59 | Submitted:Submitted for Approval | Component | Basic Wall:nbl_Ext_CemRndr-InsulPF:321802 | User to populate | n/a | n/a | Pset_WallCommon | n/a | n/a
ThermalTransmittance | n/a | 1900-12-31T23:59:59 | Submitted:Submitted for Approval | Component | Basic Wall:nbl_Ext_CemRndr-InsulPF:321802 | 0 | n/a | n/a | Pset_WallCommon | n/a | n/a | n/a
AcousticRating | n/a | 1900-12-31T23:59:59 | Submitted:Submitted for Approval | Component | Basic Wall:nbl_Ext_CemRndr-InsulPF:321802 | User to populate | n/a | n/a | Pset_WallCommon | n/a | n/a
SurfaceSpreadOfFlame | n/a | 1900-12-31T23:59:59 | Submitted:Submitted for Approval | Component | Basic Wall:nbl_Ext_CemRndr-InsulPF:321802 | User to populate | n/a | n/a | Pset_WallCommon | n/a | n/a
Combustible | n/a | 1900-12-31T23:59:59 | Submitted:Submitted for Approval | Component | Basic Wall:nbl_Ext_CemRndr-InsulPF:321802 | n/a | n/a | n/a | Pset_WallCommon | n/a | n/a | n/a
Compartmentation | n/a | 1900-12-31T23:59:59 | Submitted:Submitted for Approval | Component | Basic Wall:nbl_Ext_CemRndr-InsulPF:321802 | n/a | n/a | n/a | Pset_WallCommon | n/a | n/a | n/a
ProductionYear | n/a | 1900-12-31T23:59:59 | Submitted:Submitted for Approval | Component | Basic Wall:nbl_Ext_CemRndr-InsulPF:321802 | User to populate | n/a | n/a | Pset_ManufacturerTypeInformation | n/a | n/a
Base Constraint | n/a | 1900-12-31T23:59:59 | Submitted:Submitted for Approval | Component | Basic Wall:nbl_Ext_CemRndr-InsulPF:332809 | Level: Lower Roof - Slab Level | n/a | n/a | Constraints | n/a | n/a
Base Extension Distance | n/a | 1900-12-31T23:59:59 | Submitted:Submitted for Approval | Component | Basic Wall:nbl_Ext_CemRndr-InsulPF:332809 | 0 | n/a | n/a | Constraints | n/a | n/a | n/a
Base is Attached | n/a | 1900-12-31T23:59:59 | Submitted:Submitted for Approval | Component | Basic Wall:nbl_Ext_CemRndr-InsulPF:332809 | n/a | n/a | n/a | Constraints | n/a | n/a | n/a
Base Offset | n/a | 1900-12-31T23:59:59 | Submitted:Submitted for Approval | Component | Basic Wall:nbl_Ext_CemRndr-InsulPF:332809 | 0 | n/a | n/a | Constraints | n/a | n/a | n/a
Location Line | n/a | 1900-12-31T23:59:59 | Submitted:Submitted for Approval | Component | Basic Wall:nbl_Ext_CemRndr-InsulPF:332809 | Finish Face: Exterior | n/a | n/a | Constraints | n/a | n/a
Related to Mass | n/a | 1900-12-31T23:59:59 | Submitted:Submitted for Approval | Component | Basic Wall:nbl_Ext_CemRndr-InsulPF:332809 | n/a | n/a | n/a | Constraints | n/a | n/a | n/a
Room Bounding | n/a | 1900-12-31T23:59:59 | Submitted:Submitted for Approval | Component | Basic Wall:nbl_Ext_CemRndr-InsulPF:332809 | TRUE | n/a | n/a | Constraints | n/a | n/a | n/a
Top Constraint | n/a | 1900-12-31T23:59:59 | Submitted:Submitted for Approval | Component | Basic Wall:nbl_Ext_CemRndr-InsulPF:332809 | Level: Roof Over Main Beams | n/a | n/a | Constraints | n/a | n/a
Top Extension Distance | n/a | 1900-12-31T23:59:59 | Submitted:Submitted for Approval | Component | Basic Wall:nbl_Ext_CemRndr-InsulPF:332809 | 0 | n/a | n/a | Constraints | n/a | n/a | n/a
Top is Attached | n/a | 1900-12-31T23:59:59 | Submitted:Submitted for Approval | Component | Basic Wall:nbl_Ext_CemRndr-InsulPF:332809 | n/a | n/a | n/a | Constraints | n/a | n/a | n/a
Top Offset | n/a | 1900-12-31T23:59:59 | Submitted:Submitted for Approval | Component | Basic Wall:nbl_Ext_CemRndr-InsulPF:332809 | 51 | n/a | n/a | Constraints | n/a | n/a | n/a
Unconnected Height | n/a | 1900-12-31T23:59:59 | Submitted:Submitted for Approval | Component | Basic Wall:nbl_Ext_CemRndr-InsulPF:332809 | 851 | n/a | n/a | Constraints | n/a | n/a | n/a
Area | n/a | 1900-12-31T23:59:59 | Submitted:Submitted for Approval | Component | Basic Wall:nbl_Ext_CemRndr-InsulPF:332809 | 10.4035 | n/a | n/a | Dimensions | n/a | n/a | n/a
Length | n/a | 1900-12-31T23:59:59 | Submitted:Submitted for Approval | Component | Basic Wall:nbl_Ext_CemRndr-InsulPF:332809 | 12155 | n/a | n/a | Dimensions | n/a | n/a | n/a
Volume | n/a | 1900-12-31T23:59:59 | Submitted:Submitted for Approval | Component | Basic Wall:nbl_Ext_CemRndr-InsulPF:332809 | 0.72824 | n/a | n/a | Dimensions | n/a | n/a | n/a
FireRating | n/a | 1900-12-31T23:59:59 | Submitted:Submitted for Approval | Component | Basic Wall:nbl_Ext_CemRndr-InsulPF:332809 | User to populate | n/a | n/a | Fire Protection | n/a | n/a
AssetIdentifier | n/a | 1900-12-31T23:59:59 | Submitted:Submitted for Approval | Component | Basic Wall:nbl_Ext_CemRndr-InsulPF:332809 | User to populate | n/a | n/a | Other | n/a | n/a
BarCode | n/a | 1900-12-31T23:59:59 | Submitted:Submitted for Approval | Component | Basic Wall:nbl_Ext_CemRndr-InsulPF:332809 | User to populate | n/a | n/a | Other | n/a | n/a
InstallationDate | n/a | 1900-12-31T23:59:59 | Submitted:Submitted for Approval | Component | Basic Wall:nbl_Ext_CemRndr-InsulPF:332809 | User to populate | n/a | n/a | Other | n/a | n/a
SerialNumber | n/a | 1900-12-31T23:59:59 | Submitted:Submitted for Approval | Component | Basic Wall:nbl_Ext_CemRndr-InsulPF:332809 | User to populate | n/a | n/a | Other | n/a | n/a
TagNumber | n/a | 1900-12-31T23:59:59 | Submitted:Submitted for Approval | Component | Basic Wall:nbl_Ext_CemRndr-InsulPF:332809 | User to populate | n/a | n/a | Other | n/a | n/a
WarrantyStartDate | n/a | 1900-12-31T23:59:59 | Submitted:Submitted for Approval | Component | Basic Wall:nbl_Ext_CemRndr-InsulPF:332809 | User to populate | n/a | n/a | Other | n/a | n/a
Phase Created | n/a | 1900-12-31T23:59:59 | Submitted:Submitted for Approval | Component | Basic Wall:nbl_Ext_CemRndr-InsulPF:332809 | New Construction | n/a | n/a | Phasing | n/a | n/a
Enable Analytical Model | n/a | 1900-12-31T23:59:59 | Submitted:Submitted for Approval | Component | Basic Wall:nbl_Ext_CemRndr-InsulPF:332809 | n/a | n/a | n/a | Structural | n/a | n/a | n/a
Structural | n/a | 1900-12-31T23:59:59 | Submitted:Submitted for Approval | Component | Basic Wall:nbl_Ext_CemRndr-InsulPF:332809 | n/a | n/a | n/a | Structural | n/a | n/a | n/a
Structural Usage | n/a | 1900-12-31T23:59:59 | Submitted:Submitted for Approval | Component | Basic Wall:nbl_Ext_CemRndr-InsulPF:332809 | Non-bearing | n/a | n/a | Structural | n/a | n/a
Reference | n/a | 1900-12-31T23:59:59 | Submitted:Submitted for Approval | Component | Basic Wall:nbl_Ext_CemRndr-InsulPF:332809 | User to populate | n/a | n/a | Pset_WallCommon | n/a | n/a
LoadBearing | n/a | 1900-12-31T23:59:59 | Submitted:Submitted for Approval | Component | Basic Wall:nbl_Ext_CemRndr-InsulPF:332809 | n/a | n/a | n/a | Pset_WallCommon | n/a | n/a | n/a
ExtendToStructure | n/a | 1900-12-31T23:59:59 | Submitted:Submitted for Approval | Component | Basic Wall:nbl_Ext_CemRndr-InsulPF:332809 | n/a | n/a | n/a | Pset_WallCommon | n/a | n/a | n/a
IsExternal | n/a | 1900-12-31T23:59:59 | Submitted:Submitted for Approval | Component | Basic Wall:nbl_Ext_CemRndr-InsulPF:332809 | TRUE | n/a | n/a | Pset_WallCommon | n/a | n/a | n/a
FireRating | n/a | 1900-12-31T23:59:59 | Submitted:Submitted for Approval | Component | Basic Wall:nbl_Ext_CemRndr-InsulPF:332809 | User to populate | n/a | n/a | Pset_WallCommon | n/a | n/a
ThermalTransmittance | n/a | 1900-12-31T23:59:59 | Submitted:Submitted for Approval | Component | Basic Wall:nbl_Ext_CemRndr-InsulPF:332809 | 0 | n/a | n/a | Pset_WallCommon | n/a | n/a | n/a
AcousticRating | n/a | 1900-12-31T23:59:59 | Submitted:Submitted for Approval | Component | Basic Wall:nbl_Ext_CemRndr-InsulPF:332809 | User to populate | n/a | n/a | Pset_WallCommon | n/a | n/a
SurfaceSpreadOfFlame | n/a | 1900-12-31T23:59:59 | Submitted:Submitted for Approval | Component | Basic Wall:nbl_Ext_CemRndr-InsulPF:332809 | User to populate | n/a | n/a | Pset_WallCommon | n/a | n/a
Combustible | n/a | 1900-12-31T23:59:59 | Submitted:Submitted for Approval | Component | Basic Wall:nbl_Ext_CemRndr-InsulPF:332809 | n/a | n/a | n/a | Pset_WallCommon | n/a | n/a | n/a
Compartmentation | n/a | 1900-12-31T23:59:59 | Submitted:Submitted for Approval | Component | Basic Wall:nbl_Ext_CemRndr-InsulPF:332809 | n/a | n/a | n/a | Pset_WallCommon | n/a | n/a | n/a
ProductionYear | n/a | 1900-12-31T23:59:59 | Submitted:Submitted for Approval | Component | Basic Wall:nbl_Ext_CemRndr-InsulPF:332809 | User to populate | n/a | n/a | Pset_ManufacturerTypeInformation | n/a | n/a
Base Constraint | n/a | 1900-12-31T23:59:59 | Submitted:Submitted for Approval | Component | Basic Wall:nbl_Ext_CemRndr-InsulPF:333937 | Level: Lower Roof - Slab Level | n/a | n/a | Constraints | n/a | n/a
Base Extension Distance | n/a | 1900-12-31T23:59:59 | Submitted:Submitted for Approval | Component | Basic Wall:nbl_Ext_CemRndr-InsulPF:333937 | 0 | n/a | n/a | Constraints | n/a | n/a | n/a
Base is Attached | n/a | 1900-12-31T23:59:59 | Submitted:Submitted for Approval | Component | Basic Wall:nbl_Ext_CemRndr-InsulPF:333937 | n/a | n/a | n/a | Constraints | n/a | n/a | n/a
Base Offset | n/a | 1900-12-31T23:59:59 | Submitted:Submitted for Approval | Component | Basic Wall:nbl_Ext_CemRndr-InsulPF:333937 | 0 | n/a | n/a | Constraints | n/a | n/a | n/a
Location Line | n/a | 1900-12-31T23:59:59 | Submitted:Submitted for Approval | Component | Basic Wall:nbl_Ext_CemRndr-InsulPF:333937 | Finish Face: Exterior | n/a | n/a | Constraints | n/a | n/a
Related to Mass | n/a | 1900-12-31T23:59:59 | Submitted:Submitted for Approval | Component | Basic Wall:nbl_Ext_CemRndr-InsulPF:333937 | n/a | n/a | n/a | Constraints | n/a | n/a | n/a
Room Bounding | n/a | 1900-12-31T23:59:59 | Submitted:Submitted for Approval | Component | Basic Wall:nbl_Ext_CemRndr-InsulPF:333937 | TRUE | n/a | n/a | Constraints | n/a | n/a | n/a
Top Constraint | n/a | 1900-12-31T23:59:59 | Submitted:Submitted for Approval | Component | Basic Wall:nbl_Ext_CemRndr-InsulPF:333937 | Level: Roof Over Main Beams | n/a | n/a | Constraints | n/a | n/a
Top Extension Distance | n/a | 1900-12-31T23:59:59 | Submitted:Submitted for Approval | Component | Basic Wall:nbl_Ext_CemRndr-InsulPF:333937 | 0 | n/a | n/a | Constraints | n/a | n/a | n/a
Top is Attached | n/a | 1900-12-31T23:59:59 | Submitted:Submitted for Approval | Component | Basic Wall:nbl_Ext_CemRndr-InsulPF:333937 | n/a | n/a | n/a | Constraints | n/a | n/a | n/a
Top Offset | n/a | 1900-12-31T23:59:59 | Submitted:Submitted for Approval | Component | Basic Wall:nbl_Ext_CemRndr-InsulPF:333937 | 51 | n/a | n/a | Constraints | n/a | n/a | n/a
Unconnected Height | n/a | 1900-12-31T23:59:59 | Submitted:Submitted for Approval | Component | Basic Wall:nbl_Ext_CemRndr-InsulPF:333937 | 851 | n/a | n/a | Constraints | n/a | n/a | n/a
Area | n/a | 1900-12-31T23:59:59 | Submitted:Submitted for Approval | Component | Basic Wall:nbl_Ext_CemRndr-InsulPF:333937 | 9.144 | n/a | n/a | Dimensions | n/a | n/a | n/a
Length | n/a | 1900-12-31T23:59:59 | Submitted:Submitted for Approval | Component | Basic Wall:nbl_Ext_CemRndr-InsulPF:333937 | 10745 | n/a | n/a | Dimensions | n/a | n/a | n/a
Volume | n/a | 1900-12-31T23:59:59 | Submitted:Submitted for Approval | Component | Basic Wall:nbl_Ext_CemRndr-InsulPF:333937 | 0.64008 | n/a | n/a | Dimensions | n/a | n/a | n/a
FireRating | n/a | 1900-12-31T23:59:59 | Submitted:Submitted for Approval | Component | Basic Wall:nbl_Ext_CemRndr-InsulPF:333937 | User to populate | n/a | n/a | Fire Protection | n/a | n/a
AssetIdentifier | n/a | 1900-12-31T23:59:59 | Submitted:Submitted for Approval | Component | Basic Wall:nbl_Ext_CemRndr-InsulPF:333937 | User to populate | n/a | n/a | Other | n/a | n/a
BarCode | n/a | 1900-12-31T23:59:59 | Submitted:Submitted for Approval | Component | Basic Wall:nbl_Ext_CemRndr-InsulPF:333937 | User to populate | n/a | n/a | Other | n/a | n/a
InstallationDate | n/a | 1900-12-31T23:59:59 | Submitted:Submitted for Approval | Component | Basic Wall:nbl_Ext_CemRndr-InsulPF:333937 | User to populate | n/a | n/a | Other | n/a | n/a
SerialNumber | n/a | 1900-12-31T23:59:59 | Submitted:Submitted for Approval | Component | Basic Wall:nbl_Ext_CemRndr-InsulPF:333937 | User to populate | n/a | n/a | Other | n/a | n/a
TagNumber | n/a | 1900-12-31T23:59:59 | Submitted:Submitted for Approval | Component | Basic Wall:nbl_Ext_CemRndr-InsulPF:333937 | User to populate | n/a | n/a | Other | n/a | n/a
WarrantyStartDate | n/a | 1900-12-31T23:59:59 | Submitted:Submitted for Approval | Component | Basic Wall:nbl_Ext_CemRndr-InsulPF:333937 | User to populate | n/a | n/a | Other | n/a | n/a
Phase Created | n/a | 1900-12-31T23:59:59 | Submitted:Submitted for Approval | Component | Basic Wall:nbl_Ext_CemRndr-InsulPF:333937 | New Construction | n/a | n/a | Phasing | n/a | n/a
Enable Analytical Model | n/a | 1900-12-31T23:59:59 | Submitted:Submitted for Approval | Component | Basic Wall:nbl_Ext_CemRndr-InsulPF:333937 | n/a | n/a | n/a | Structural | n/a | n/a | n/a
Structural | n/a | 1900-12-31T23:59:59 | Submitted:Submitted for Approval | Component | Basic Wall:nbl_Ext_CemRndr-InsulPF:333937 | n/a | n/a | n/a | Structural | n/a | n/a | n/a
Structural Usage | n/a | 1900-12-31T23:59:59 | Submitted:Submitted for Approval | Component | Basic Wall:nbl_Ext_CemRndr-InsulPF:333937 | Non-bearing | n/a | n/a | Structural | n/a | n/a
Reference | n/a | 1900-12-31T23:59:59 | Submitted:Submitted for Approval | Component | Basic Wall:nbl_Ext_CemRndr-InsulPF:333937 | User to populate | n/a | n/a | Pset_WallCommon | n/a | n/a
LoadBearing | n/a | 1900-12-31T23:59:59 | Submitted:Submitted for Approval | Component | Basic Wall:nbl_Ext_CemRndr-InsulPF:333937 | n/a | n/a | n/a | Pset_WallCommon | n/a | n/a | n/a
ExtendToStructure | n/a | 1900-12-31T23:59:59 | Submitted:Submitted for Approval | Component | Basic Wall:nbl_Ext_CemRndr-InsulPF:333937 | n/a | n/a | n/a | Pset_WallCommon | n/a | n/a | n/a
IsExternal | n/a | 1900-12-31T23:59:59 | Submitted:Submitted for Approval | Component | Basic Wall:nbl_Ext_CemRndr-InsulPF:333937 | TRUE | n/a | n/a | Pset_WallCommon | n/a | n/a | n/a
FireRating | n/a | 1900-12-31T23:59:59 | Submitted:Submitted for Approval | Component | Basic Wall:nbl_Ext_CemRndr-InsulPF:333937 | User to populate | n/a | n/a | Pset_WallCommon | n/a | n/a
ThermalTransmittance | n/a | 1900-12-31T23:59:59 | Submitted:Submitted for Approval | Component | Basic Wall:nbl_Ext_CemRndr-InsulPF:333937 | 0 | n/a | n/a | Pset_WallCommon | n/a | n/a | n/a
AcousticRating | n/a | 1900-12-31T23:59:59 | Submitted:Submitted for Approval | Component | Basic Wall:nbl_Ext_CemRndr-InsulPF:333937 | User to populate | n/a | n/a | Pset_WallCommon | n/a | n/a
SurfaceSpreadOfFlame | n/a | 1900-12-31T23:59:59 | Submitted:Submitted for Approval | Component | Basic Wall:nbl_Ext_CemRndr-InsulPF:333937 | User to populate | n/a | n/a | Pset_WallCommon | n/a | n/a
Combustible | n/a | 1900-12-31T23:59:59 | Submitted:Submitted for Approval | Component | Basic Wall:nbl_Ext_CemRndr-InsulPF:333937 | n/a | n/a | n/a | Pset_WallCommon | n/a | n/a | n/a
Compartmentation | n/a | 1900-12-31T23:59:59 | Submitted:Submitted for Approval | Component | Basic Wall:nbl_Ext_CemRndr-InsulPF:333937 | n/a | n/a | n/a | Pset_WallCommon | n/a | n/a | n/a
ProductionYear | n/a | 1900-12-31T23:59:59 | Submitted:Submitted for Approval | Component | Basic Wall:nbl_Ext_CemRndr-InsulPF:333937 | User to populate | n/a | n/a | Pset_ManufacturerTypeInformation | n/a | n/a
Base Constraint | n/a | 1900-12-31T23:59:59 | Submitted:Submitted for Approval | Component | Basic Wall:nbl_Ext_CemRndr-InsulPF:334590 | Level: Lower Roof - Slab Level | n/a | n/a | Constraints | n/a | n/a
Base Extension Distance | n/a | 1900-12-31T23:59:59 | Submitted:Submitted for Approval | Component | Basic Wall:nbl_Ext_CemRndr-InsulPF:334590 | 0 | n/a | n/a | Constraints | n/a | n/a | n/a
Base is Attached | n/a | 1900-12-31T23:59:59 | Submitted:Submitted for Approval | Component | Basic Wall:nbl_Ext_CemRndr-InsulPF:334590 | n/a | n/a | n/a | Constraints | n/a | n/a | n/a
Base Offset | n/a | 1900-12-31T23:59:59 | Submitted:Submitted for Approval | Component | Basic Wall:nbl_Ext_CemRndr-InsulPF:334590 | 0 | n/a | n/a | Constraints | n/a | n/a | n/a
Location Line | n/a | 1900-12-31T23:59:59 | Submitted:Submitted for Approval | Component | Basic Wall:nbl_Ext_CemRndr-InsulPF:334590 | Finish Face: Exterior | n/a | n/a | Constraints | n/a | n/a
Related to Mass | n/a | 1900-12-31T23:59:59 | Submitted:Submitted for Approval | Component | Basic Wall:nbl_Ext_CemRndr-InsulPF:334590 | n/a | n/a | n/a | Constraints | n/a | n/a | n/a
Room Bounding | n/a | 1900-12-31T23:59:59 | Submitted:Submitted for Approval | Component | Basic Wall:nbl_Ext_CemRndr-InsulPF:334590 | TRUE | n/a | n/a | Constraints | n/a | n/a | n/a
Top Constraint | n/a | 1900-12-31T23:59:59 | Submitted:Submitted for Approval | Component | Basic Wall:nbl_Ext_CemRndr-InsulPF:334590 | Level: Roof Over Main Beams | n/a | n/a | Constraints | n/a | n/a
Top Extension Distance | n/a | 1900-12-31T23:59:59 | Submitted:Submitted for Approval | Component | Basic Wall:nbl_Ext_CemRndr-InsulPF:334590 | 0 | n/a | n/a | Constraints | n/a | n/a | n/a
Top is Attached | n/a | 1900-12-31T23:59:59 | Submitted:Submitted for Approval | Component | Basic Wall:nbl_Ext_CemRndr-InsulPF:334590 | n/a | n/a | n/a | Constraints | n/a | n/a | n/a
Top Offset | n/a | 1900-12-31T23:59:59 | Submitted:Submitted for Approval | Component | Basic Wall:nbl_Ext_CemRndr-InsulPF:334590 | 51 | n/a | n/a | Constraints | n/a | n/a | n/a
Unconnected Height | n/a | 1900-12-31T23:59:59 | Submitted:Submitted for Approval | Component | Basic Wall:nbl_Ext_CemRndr-InsulPF:334590 | 851 | n/a | n/a | Constraints | n/a | n/a | n/a
Area | n/a | 1900-12-31T23:59:59 | Submitted:Submitted for Approval | Component | Basic Wall:nbl_Ext_CemRndr-InsulPF:334590 | 13.1522 | n/a | n/a | Dimensions | n/a | n/a | n/a
Length | n/a | 1900-12-31T23:59:59 | Submitted:Submitted for Approval | Component | Basic Wall:nbl_Ext_CemRndr-InsulPF:334590 | 15455 | n/a | n/a | Dimensions | n/a | n/a | n/a
Volume | n/a | 1900-12-31T23:59:59 | Submitted:Submitted for Approval | Component | Basic Wall:nbl_Ext_CemRndr-InsulPF:334590 | 0.92065 | n/a | n/a | Dimensions | n/a | n/a | n/a
FireRating | n/a | 1900-12-31T23:59:59 | Submitted:Submitted for Approval | Component | Basic Wall:nbl_Ext_CemRndr-InsulPF:334590 | User to populate | n/a | n/a | Fire Protection | n/a | n/a
AssetIdentifier | n/a | 1900-12-31T23:59:59 | Submitted:Submitted for Approval | Component | Basic Wall:nbl_Ext_CemRndr-InsulPF:334590 | User to populate | n/a | n/a | Other | n/a | n/a
BarCode | n/a | 1900-12-31T23:59:59 | Submitted:Submitted for Approval | Component | Basic Wall:nbl_Ext_CemRndr-InsulPF:334590 | User to populate | n/a | n/a | Other | n/a | n/a
InstallationDate | n/a | 1900-12-31T23:59:59 | Submitted:Submitted for Approval | Component | Basic Wall:nbl_Ext_CemRndr-InsulPF:334590 | User to populate | n/a | n/a | Other | n/a | n/a
SerialNumber | n/a | 1900-12-31T23:59:59 | Submitted:Submitted for Approval | Component | Basic Wall:nbl_Ext_CemRndr-InsulPF:334590 | User to populate | n/a | n/a | Other | n/a | n/a
TagNumber | n/a | 1900-12-31T23:59:59 | Submitted:Submitted for Approval | Component | Basic Wall:nbl_Ext_CemRndr-InsulPF:334590 | User to populate | n/a | n/a | Other | n/a | n/a
WarrantyStartDate | n/a | 1900-12-31T23:59:59 | Submitted:Submitted for Approval | Component | Basic Wall:nbl_Ext_CemRndr-InsulPF:334590 | User to populate | n/a | n/a | Other | n/a | n/a
Phase Created | n/a | 1900-12-31T23:59:59 | Submitted:Submitted for Approval | Component | Basic Wall:nbl_Ext_CemRndr-InsulPF:334590 | New Construction | n/a | n/a | Phasing | n/a | n/a
Enable Analytical Model | n/a | 1900-12-31T23:59:59 | Submitted:Submitted for Approval | Component | Basic Wall:nbl_Ext_CemRndr-InsulPF:334590 | n/a | n/a | n/a | Structural | n/a | n/a | n/a
Structural | n/a | 1900-12-31T23:59:59 | Submitted:Submitted for Approval | Component | Basic Wall:nbl_Ext_CemRndr-InsulPF:334590 | n/a | n/a | n/a | Structural | n/a | n/a | n/a
Structural Usage | n/a | 1900-12-31T23:59:59 | Submitted:Submitted for Approval | Component | Basic Wall:nbl_Ext_CemRndr-InsulPF:334590 | Non-bearing | n/a | n/a | Structural | n/a | n/a
Reference | n/a | 1900-12-31T23:59:59 | Submitted:Submitted for Approval | Component | Basic Wall:nbl_Ext_CemRndr-InsulPF:334590 | User to populate | n/a | n/a | Pset_WallCommon | n/a | n/a
LoadBearing | n/a | 1900-12-31T23:59:59 | Submitted:Submitted for Approval | Component | Basic Wall:nbl_Ext_CemRndr-InsulPF:334590 | n/a | n/a | n/a | Pset_WallCommon | n/a | n/a | n/a
ExtendToStructure | n/a | 1900-12-31T23:59:59 | Submitted:Submitted for Approval | Component | Basic Wall:nbl_Ext_CemRndr-InsulPF:334590 | n/a | n/a | n/a | Pset_WallCommon | n/a | n/a | n/a
IsExternal | n/a | 1900-12-31T23:59:59 | Submitted:Submitted for Approval | Component | Basic Wall:nbl_Ext_CemRndr-InsulPF:334590 | TRUE | n/a | n/a | Pset_WallCommon | n/a | n/a | n/a
FireRating | n/a | 1900-12-31T23:59:59 | Submitted:Submitted for Approval | Component | Basic Wall:nbl_Ext_CemRndr-InsulPF:334590 | User to populate | n/a | n/a | Pset_WallCommon | n/a | n/a
ThermalTransmittance | n/a | 1900-12-31T23:59:59 | Submitted:Submitted for Approval | Component | Basic Wall:nbl_Ext_CemRndr-InsulPF:334590 | 0 | n/a | n/a | Pset_WallCommon | n/a | n/a | n/a
AcousticRating | n/a | 1900-12-31T23:59:59 | Submitted:Submitted for Approval | Component | Basic Wall:nbl_Ext_CemRndr-InsulPF:334590 | User to populate | n/a | n/a | Pset_WallCommon | n/a | n/a
SurfaceSpreadOfFlame | n/a | 1900-12-31T23:59:59 | Submitted:Submitted for Approval | Component | Basic Wall:nbl_Ext_CemRndr-InsulPF:334590 | User to populate | n/a | n/a | Pset_WallCommon | n/a | n/a
Combustible | n/a | 1900-12-31T23:59:59 | Submitted:Submitted for Approval | Component | Basic Wall:nbl_Ext_CemRndr-InsulPF:334590 | n/a | n/a | n/a | Pset_WallCommon | n/a | n/a | n/a
Compartmentation | n/a | 1900-12-31T23:59:59 | Submitted:Submitted for Approval | Component | Basic Wall:nbl_Ext_CemRndr-InsulPF:334590 | n/a | n/a | n/a | Pset_WallCommon | n/a | n/a | n/a
ProductionYear | n/a | 1900-12-31T23:59:59 | Submitted:Submitted for Approval | Component | Basic Wall:nbl_Ext_CemRndr-InsulPF:334590 | User to populate | n/a | n/a | Pset_ManufacturerTypeInformation | n/a | n/a
Base Constraint | n/a | 1900-12-31T23:59:59 | Submitted:Submitted for Approval | Component | Basic Wall:nbl_Ext_CemRndr-InsulPF:334679 | Level: Lower Roof - Slab Level | n/a | n/a | Constraints | n/a | n/a
Base Extension Distance | n/a | 1900-12-31T23:59:59 | Submitted:Submitted for Approval | Component | Basic Wall:nbl_Ext_CemRndr-InsulPF:334679 | 0 | n/a | n/a | Constraints | n/a | n/a | n/a
Base is Attached | n/a | 1900-12-31T23:59:59 | Submitted:Submitted for Approval | Component | Basic Wall:nbl_Ext_CemRndr-InsulPF:334679 | n/a | n/a | n/a | Constraints | n/a | n/a | n/a
Base Offset | n/a | 1900-12-31T23:59:59 | Submitted:Submitted for Approval | Component | Basic Wall:nbl_Ext_CemRndr-InsulPF:334679 | 0 | n/a | n/a | Constraints | n/a | n/a | n/a
Location Line | n/a | 1900-12-31T23:59:59 | Submitted:Submitted for Approval | Component | Basic Wall:nbl_Ext_CemRndr-InsulPF:334679 | Finish Face: Exterior | n/a | n/a | Constraints | n/a | n/a
Related to Mass | n/a | 1900-12-31T23:59:59 | Submitted:Submitted for Approval | Component | Basic Wall:nbl_Ext_CemRndr-InsulPF:334679 | n/a | n/a | n/a | Constraints | n/a | n/a | n/a
Room Bounding | n/a | 1900-12-31T23:59:59 | Submitted:Submitted for Approval | Component | Basic Wall:nbl_Ext_CemRndr-InsulPF:334679 | TRUE | n/a | n/a | Constraints | n/a | n/a | n/a
Top Constraint | n/a | 1900-12-31T23:59:59 | Submitted:Submitted for Approval | Component | Basic Wall:nbl_Ext_CemRndr-InsulPF:334679 | Level: Roof Over Main Beams | n/a | n/a | Constraints | n/a | n/a
Top Extension Distance | n/a | 1900-12-31T23:59:59 | Submitted:Submitted for Approval | Component | Basic Wall:nbl_Ext_CemRndr-InsulPF:334679 | 0 | n/a | n/a | Constraints | n/a | n/a | n/a
Top is Attached | n/a | 1900-12-31T23:59:59 | Submitted:Submitted for Approval | Component | Basic Wall:nbl_Ext_CemRndr-InsulPF:334679 | n/a | n/a | n/a | Constraints | n/a | n/a | n/a
Top Offset | n/a | 1900-12-31T23:59:59 | Submitted:Submitted for Approval | Component | Basic Wall:nbl_Ext_CemRndr-InsulPF:334679 | 51 | n/a | n/a | Constraints | n/a | n/a | n/a
Unconnected Height | n/a | 1900-12-31T23:59:59 | Submitted:Submitted for Approval | Component | Basic Wall:nbl_Ext_CemRndr-InsulPF:334679 | 851 | n/a | n/a | Constraints | n/a | n/a | n/a
Area | n/a | 1900-12-31T23:59:59 | Submitted:Submitted for Approval | Component | Basic Wall:nbl_Ext_CemRndr-InsulPF:334679 | 2.302 | n/a | n/a | Dimensions | n/a | n/a | n/a
Length | n/a | 1900-12-31T23:59:59 | Submitted:Submitted for Approval | Component | Basic Wall:nbl_Ext_CemRndr-InsulPF:334679 | 2775 | n/a | n/a | Dimensions | n/a | n/a | n/a
Volume | n/a | 1900-12-31T23:59:59 | Submitted:Submitted for Approval | Component | Basic Wall:nbl_Ext_CemRndr-InsulPF:334679 | 0.16114 | n/a | n/a | Dimensions | n/a | n/a | n/a
FireRating | n/a | 1900-12-31T23:59:59 | Submitted:Submitted for Approval | Component | Basic Wall:nbl_Ext_CemRndr-InsulPF:334679 | User to populate | n/a | n/a | Fire Protection | n/a | n/a
AssetIdentifier | n/a | 1900-12-31T23:59:59 | Submitted:Submitted for Approval | Component | Basic Wall:nbl_Ext_CemRndr-InsulPF:334679 | User to populate | n/a | n/a | Other | n/a | n/a
BarCode | n/a | 1900-12-31T23:59:59 | Submitted:Submitted for Approval | Component | Basic Wall:nbl_Ext_CemRndr-InsulPF:334679 | User to populate | n/a | n/a | Other | n/a | n/a
InstallationDate | n/a | 1900-12-31T23:59:59 | Submitted:Submitted for Approval | Component | Basic Wall:nbl_Ext_CemRndr-InsulPF:334679 | User to populate | n/a | n/a | Other | n/a | n/a
SerialNumber | n/a | 1900-12-31T23:59:59 | Submitted:Submitted for Approval | Component | Basic Wall:nbl_Ext_CemRndr-InsulPF:334679 | User to populate | n/a | n/a | Other | n/a | n/a
TagNumber | n/a | 1900-12-31T23:59:59 | Submitted:Submitted for Approval | Component | Basic Wall:nbl_Ext_CemRndr-InsulPF:334679 | User to populate | n/a | n/a | Other | n/a | n/a
WarrantyStartDate | n/a | 1900-12-31T23:59:59 | Submitted:Submitted for Approval | Component | Basic Wall:nbl_Ext_CemRndr-InsulPF:334679 | User to populate | n/a | n/a | Other | n/a | n/a
Phase Created | n/a | 1900-12-31T23:59:59 | Submitted:Submitted for Approval | Component | Basic Wall:nbl_Ext_CemRndr-InsulPF:334679 | New Construction | n/a | n/a | Phasing | n/a | n/a
Enable Analytical Model | n/a | 1900-12-31T23:59:59 | Submitted:Submitted for Approval | Component | Basic Wall:nbl_Ext_CemRndr-InsulPF:334679 | n/a | n/a | n/a | Structural | n/a | n/a | n/a
Structural | n/a | 1900-12-31T23:59:59 | Submitted:Submitted for Approval | Component | Basic Wall:nbl_Ext_CemRndr-InsulPF:334679 | n/a | n/a | n/a | Structural | n/a | n/a | n/a
Structural Usage | n/a | 1900-12-31T23:59:59 | Submitted:Submitted for Approval | Component | Basic Wall:nbl_Ext_CemRndr-InsulPF:334679 | Non-bearing | n/a | n/a | Structural | n/a | n/a
Reference | n/a | 1900-12-31T23:59:59 | Submitted:Submitted for Approval | Component | Basic Wall:nbl_Ext_CemRndr-InsulPF:334679 | User to populate | n/a | n/a | Pset_WallCommon | n/a | n/a
LoadBearing | n/a | 1900-12-31T23:59:59 | Submitted:Submitted for Approval | Component | Basic Wall:nbl_Ext_CemRndr-InsulPF:334679 | n/a | n/a | n/a | Pset_WallCommon | n/a | n/a | n/a
ExtendToStructure | n/a | 1900-12-31T23:59:59 | Submitted:Submitted for Approval | Component | Basic Wall:nbl_Ext_CemRndr-InsulPF:334679 | n/a | n/a | n/a | Pset_WallCommon | n/a | n/a | n/a
IsExternal | n/a | 1900-12-31T23:59:59 | Submitted:Submitted for Approval | Component | Basic Wall:nbl_Ext_CemRndr-InsulPF:334679 | TRUE | n/a | n/a | Pset_WallCommon | n/a | n/a | n/a
FireRating | n/a | 1900-12-31T23:59:59 | Submitted:Submitted for Approval | Component | Basic Wall:nbl_Ext_CemRndr-InsulPF:334679 | User to populate | n/a | n/a | Pset_WallCommon | n/a | n/a
ThermalTransmittance | n/a | 1900-12-31T23:59:59 | Submitted:Submitted for Approval | Component | Basic Wall:nbl_Ext_CemRndr-InsulPF:334679 | 0 | n/a | n/a | Pset_WallCommon | n/a | n/a | n/a
AcousticRating | n/a | 1900-12-31T23:59:59 | Submitted:Submitted for Approval | Component | Basic Wall:nbl_Ext_CemRndr-InsulPF:334679 | User to populate | n/a | n/a | Pset_WallCommon | n/a | n/a
SurfaceSpreadOfFlame | n/a | 1900-12-31T23:59:59 | Submitted:Submitted for Approval | Component | Basic Wall:nbl_Ext_CemRndr-InsulPF:334679 | User to populate | n/a | n/a | Pset_WallCommon | n/a | n/a
Combustible | n/a | 1900-12-31T23:59:59 | Submitted:Submitted for Approval | Component | Basic Wall:nbl_Ext_CemRndr-InsulPF:334679 | n/a | n/a | n/a | Pset_WallCommon | n/a | n/a | n/a
Compartmentation | n/a | 1900-12-31T23:59:59 | Submitted:Submitted for Approval | Component | Basic Wall:nbl_Ext_CemRndr-InsulPF:334679 | n/a | n/a | n/a | Pset_WallCommon | n/a | n/a | n/a
ProductionYear | n/a | 1900-12-31T23:59:59 | Submitted:Submitted for Approval | Component | Basic Wall:nbl_Ext_CemRndr-InsulPF:334679 | User to populate | n/a | n/a | Pset_ManufacturerTypeInformation | n/a | n/a
Base Constraint | n/a | 1900-12-31T23:59:59 | Submitted:Submitted for Approval | Component | Basic Wall:nbl_Ext_CemRndr-InsulPF:338795 | Level: Lower Roof - Slab Level | n/a | n/a | Constraints | n/a | n/a
Base Extension Distance | n/a | 1900-12-31T23:59:59 | Submitted:Submitted for Approval | Component | Basic Wall:nbl_Ext_CemRndr-InsulPF:338795 | 0 | n/a | n/a | Constraints | n/a | n/a | n/a
Base is Attached | n/a | 1900-12-31T23:59:59 | Submitted:Submitted for Approval | Component | Basic Wall:nbl_Ext_CemRndr-InsulPF:338795 | n/a | n/a | n/a | Constraints | n/a | n/a | n/a
Base Offset | n/a | 1900-12-31T23:59:59 | Submitted:Submitted for Approval | Component | Basic Wall:nbl_Ext_CemRndr-InsulPF:338795 | 430 | n/a | n/a | Constraints | n/a | n/a | n/a
Location Line | n/a | 1900-12-31T23:59:59 | Submitted:Submitted for Approval | Component | Basic Wall:nbl_Ext_CemRndr-InsulPF:338795 | Finish Face: Exterior | n/a | n/a | Constraints | n/a | n/a
Related to Mass | n/a | 1900-12-31T23:59:59 | Submitted:Submitted for Approval | Component | Basic Wall:nbl_Ext_CemRndr-InsulPF:338795 | n/a | n/a | n/a | Constraints | n/a | n/a | n/a
Room Bounding | n/a | 1900-12-31T23:59:59 | Submitted:Submitted for Approval | Component | Basic Wall:nbl_Ext_CemRndr-InsulPF:338795 | TRUE | n/a | n/a | Constraints | n/a | n/a | n/a
Top Constraint | n/a | 1900-12-31T23:59:59 | Submitted:Submitted for Approval | Component | Basic Wall:nbl_Ext_CemRndr-InsulPF:338795 | Level: Roof Over Main Beams | n/a | n/a | Constraints | n/a | n/a
Top Extension Distance | n/a | 1900-12-31T23:59:59 | Submitted:Submitted for Approval | Component | Basic Wall:nbl_Ext_CemRndr-InsulPF:338795 | 0 | n/a | n/a | Constraints | n/a | n/a | n/a
Top is Attached | n/a | 1900-12-31T23:59:59 | Submitted:Submitted for Approval | Component | Basic Wall:nbl_Ext_CemRndr-InsulPF:338795 | n/a | n/a | n/a | Constraints | n/a | n/a | n/a
Top Offset | n/a | 1900-12-31T23:59:59 | Submitted:Submitted for Approval | Component | Basic Wall:nbl_Ext_CemRndr-InsulPF:338795 | 51 | n/a | n/a | Constraints | n/a | n/a | n/a
Unconnected Height | n/a | 1900-12-31T23:59:59 | Submitted:Submitted for Approval | Component | Basic Wall:nbl_Ext_CemRndr-InsulPF:338795 | 421 | n/a | n/a | Constraints | n/a | n/a | n/a
Area | n/a | 1900-12-31T23:59:59 | Submitted:Submitted for Approval | Component | Basic Wall:nbl_Ext_CemRndr-InsulPF:338795 | 11.0007 | n/a | n/a | Dimensions | n/a | n/a | n/a
Length | n/a | 1900-12-31T23:59:59 | Submitted:Submitted for Approval | Component | Basic Wall:nbl_Ext_CemRndr-InsulPF:338795 | 26200 | n/a | n/a | Dimensions | n/a | n/a | n/a
Volume | n/a | 1900-12-31T23:59:59 | Submitted:Submitted for Approval | Component | Basic Wall:nbl_Ext_CemRndr-InsulPF:338795 | 0.77005 | n/a | n/a | Dimensions | n/a | n/a | n/a
FireRating | n/a | 1900-12-31T23:59:59 | Submitted:Submitted for Approval | Component | Basic Wall:nbl_Ext_CemRndr-InsulPF:338795 | User to populate | n/a | n/a | Fire Protection | n/a | n/a
AssetIdentifier | n/a | 1900-12-31T23:59:59 | Submitted:Submitted for Approval | Component | Basic Wall:nbl_Ext_CemRndr-InsulPF:338795 | User to populate | n/a | n/a | Other | n/a | n/a
BarCode | n/a | 1900-12-31T23:59:59 | Submitted:Submitted for Approval | Component | Basic Wall:nbl_Ext_CemRndr-InsulPF:338795 | User to populate | n/a | n/a | Other | n/a | n/a
InstallationDate | n/a | 1900-12-31T23:59:59 | Submitted:Submitted for Approval | Component | Basic Wall:nbl_Ext_CemRndr-InsulPF:338795 | User to populate | n/a | n/a | Other | n/a | n/a
SerialNumber | n/a | 1900-12-31T23:59:59 | Submitted:Submitted for Approval | Component | Basic Wall:nbl_Ext_CemRndr-InsulPF:338795 | User to populate | n/a | n/a | Other | n/a | n/a
TagNumber | n/a | 1900-12-31T23:59:59 | Submitted:Submitted for Approval | Component | Basic Wall:nbl_Ext_CemRndr-InsulPF:338795 | User to populate | n/a | n/a | Other | n/a | n/a
WarrantyStartDate | n/a | 1900-12-31T23:59:59 | Submitted:Submitted for Approval | Component | Basic Wall:nbl_Ext_CemRndr-InsulPF:338795 | User to populate | n/a | n/a | Other | n/a | n/a
Phase Created | n/a | 1900-12-31T23:59:59 | Submitted:Submitted for Approval | Component | Basic Wall:nbl_Ext_CemRndr-InsulPF:338795 | New Construction | n/a | n/a | Phasing | n/a | n/a
Enable Analytical Model | n/a | 1900-12-31T23:59:59 | Submitted:Submitted for Approval | Component | Basic Wall:nbl_Ext_CemRndr-InsulPF:338795 | n/a | n/a | n/a | Structural | n/a | n/a | n/a
Structural | n/a | 1900-12-31T23:59:59 | Submitted:Submitted for Approval | Component | Basic Wall:nbl_Ext_CemRndr-InsulPF:338795 | n/a | n/a | n/a | Structural | n/a | n/a | n/a
Structural Usage | n/a | 1900-12-31T23:59:59 | Submitted:Submitted for Approval | Component | Basic Wall:nbl_Ext_CemRndr-InsulPF:338795 | Non-bearing | n/a | n/a | Structural | n/a | n/a
Reference | n/a | 1900-12-31T23:59:59 | Submitted:Submitted for Approval | Component | Basic Wall:nbl_Ext_CemRndr-InsulPF:338795 | User to populate | n/a | n/a | Pset_WallCommon | n/a | n/a
LoadBearing | n/a | 1900-12-31T23:59:59 | Submitted:Submitted for Approval | Component | Basic Wall:nbl_Ext_CemRndr-InsulPF:338795 | n/a | n/a | n/a | Pset_WallCommon | n/a | n/a | n/a
ExtendToStructure | n/a | 1900-12-31T23:59:59 | Submitted:Submitted for Approval | Component | Basic Wall:nbl_Ext_CemRndr-InsulPF:338795 | n/a | n/a | n/a | Pset_WallCommon | n/a | n/a | n/a
IsExternal | n/a | 1900-12-31T23:59:59 | Submitted:Submitted for Approval | Component | Basic Wall:nbl_Ext_CemRndr-InsulPF:338795 | TRUE | n/a | n/a | Pset_WallCommon | n/a | n/a | n/a
FireRating | n/a | 1900-12-31T23:59:59 | Submitted:Submitted for Approval | Component | Basic Wall:nbl_Ext_CemRndr-InsulPF:338795 | User to populate | n/a | n/a | Pset_WallCommon | n/a | n/a
ThermalTransmittance | n/a | 1900-12-31T23:59:59 | Submitted:Submitted for Approval | Component | Basic Wall:nbl_Ext_CemRndr-InsulPF:338795 | 0 | n/a | n/a | Pset_WallCommon | n/a | n/a | n/a
AcousticRating | n/a | 1900-12-31T23:59:59 | Submitted:Submitted for Approval | Component | Basic Wall:nbl_Ext_CemRndr-InsulPF:338795 | User to populate | n/a | n/a | Pset_WallCommon | n/a | n/a
SurfaceSpreadOfFlame | n/a | 1900-12-31T23:59:59 | Submitted:Submitted for Approval | Component | Basic Wall:nbl_Ext_CemRndr-InsulPF:338795 | User to populate | n/a | n/a | Pset_WallCommon | n/a | n/a
Combustible | n/a | 1900-12-31T23:59:59 | Submitted:Submitted for Approval | Component | Basic Wall:nbl_Ext_CemRndr-InsulPF:338795 | n/a | n/a | n/a | Pset_WallCommon | n/a | n/a | n/a
Compartmentation | n/a | 1900-12-31T23:59:59 | Submitted:Submitted for Approval | Component | Basic Wall:nbl_Ext_CemRndr-InsulPF:338795 | n/a | n/a | n/a | Pset_WallCommon | n/a | n/a | n/a
ProductionYear | n/a | 1900-12-31T23:59:59 | Submitted:Submitted for Approval | Component | Basic Wall:nbl_Ext_CemRndr-InsulPF:338795 | User to populate | n/a | n/a | Pset_ManufacturerTypeInformation | n/a | n/a
Base Constraint | n/a | 1900-12-31T23:59:59 | Submitted:Submitted for Approval | Component | Basic Wall:nbl_Ext_CemRndr-InsulPF:350882 | Level: Lower Roof - Slab Level | n/a | n/a | Constraints | n/a | n/a
Base Extension Distance | n/a | 1900-12-31T23:59:59 | Submitted:Submitted for Approval | Component | Basic Wall:nbl_Ext_CemRndr-InsulPF:350882 | 0 | n/a | n/a | Constraints | n/a | n/a | n/a
Base is Attached | n/a | 1900-12-31T23:59:59 | Submitted:Submitted for Approval | Component | Basic Wall:nbl_Ext_CemRndr-InsulPF:350882 | n/a | n/a | n/a | Constraints | n/a | n/a | n/a
Base Offset | n/a | 1900-12-31T23:59:59 | Submitted:Submitted for Approval | Component | Basic Wall:nbl_Ext_CemRndr-InsulPF:350882 | 0 | n/a | n/a | Constraints | n/a | n/a | n/a
Location Line | n/a | 1900-12-31T23:59:59 | Submitted:Submitted for Approval | Component | Basic Wall:nbl_Ext_CemRndr-InsulPF:350882 | Finish Face: Exterior | n/a | n/a | Constraints | n/a | n/a
Related to Mass | n/a | 1900-12-31T23:59:59 | Submitted:Submitted for Approval | Component | Basic Wall:nbl_Ext_CemRndr-InsulPF:350882 | n/a | n/a | n/a | Constraints | n/a | n/a | n/a
Room Bounding | n/a | 1900-12-31T23:59:59 | Submitted:Submitted for Approval | Component | Basic Wall:nbl_Ext_CemRndr-InsulPF:350882 | TRUE | n/a | n/a | Constraints | n/a | n/a | n/a
Top Constraint | n/a | 1900-12-31T23:59:59 | Submitted:Submitted for Approval | Component | Basic Wall:nbl_Ext_CemRndr-InsulPF:350882 | Level: Roof Over Main Beams | n/a | n/a | Constraints | n/a | n/a
Top Extension Distance | n/a | 1900-12-31T23:59:59 | Submitted:Submitted for Approval | Component | Basic Wall:nbl_Ext_CemRndr-InsulPF:350882 | 0 | n/a | n/a | Constraints | n/a | n/a | n/a
Top is Attached | n/a | 1900-12-31T23:59:59 | Submitted:Submitted for Approval | Component | Basic Wall:nbl_Ext_CemRndr-InsulPF:350882 | n/a | n/a | n/a | Constraints | n/a | n/a | n/a
Top Offset | n/a | 1900-12-31T23:59:59 | Submitted:Submitted for Approval | Component | Basic Wall:nbl_Ext_CemRndr-InsulPF:350882 | -370 | n/a | n/a | Constraints | n/a | n/a | n/a
Unconnected Height | n/a | 1900-12-31T23:59:59 | Submitted:Submitted for Approval | Component | Basic Wall:nbl_Ext_CemRndr-InsulPF:350882 | 430 | n/a | n/a | Constraints | n/a | n/a | n/a
Area | n/a | 1900-12-31T23:59:59 | Submitted:Submitted for Approval | Component | Basic Wall:nbl_Ext_CemRndr-InsulPF:350882 | 11.2359 | n/a | n/a | Dimensions | n/a | n/a | n/a
Length | n/a | 1900-12-31T23:59:59 | Submitted:Submitted for Approval | Component | Basic Wall:nbl_Ext_CemRndr-InsulPF:350882 | 26200 | n/a | n/a | Dimensions | n/a | n/a | n/a
Volume | n/a | 1900-12-31T23:59:59 | Submitted:Submitted for Approval | Component | Basic Wall:nbl_Ext_CemRndr-InsulPF:350882 | 0.78651 | n/a | n/a | Dimensions | n/a | n/a | n/a
FireRating | n/a | 1900-12-31T23:59:59 | Submitted:Submitted for Approval | Component | Basic Wall:nbl_Ext_CemRndr-InsulPF:350882 | User to populate | n/a | n/a | Fire Protection | n/a | n/a
AssetIdentifier | n/a | 1900-12-31T23:59:59 | Submitted:Submitted for Approval | Component | Basic Wall:nbl_Ext_CemRndr-InsulPF:350882 | User to populate | n/a | n/a | Other | n/a | n/a
BarCode | n/a | 1900-12-31T23:59:59 | Submitted:Submitted for Approval | Component | Basic Wall:nbl_Ext_CemRndr-InsulPF:350882 | User to populate | n/a | n/a | Other | n/a | n/a
InstallationDate | n/a | 1900-12-31T23:59:59 | Submitted:Submitted for Approval | Component | Basic Wall:nbl_Ext_CemRndr-InsulPF:350882 | User to populate | n/a | n/a | Other | n/a | n/a
SerialNumber | n/a | 1900-12-31T23:59:59 | Submitted:Submitted for Approval | Component | Basic Wall:nbl_Ext_CemRndr-InsulPF:350882 | User to populate | n/a | n/a | Other | n/a | n/a
TagNumber | n/a | 1900-12-31T23:59:59 | Submitted:Submitted for Approval | Component | Basic Wall:nbl_Ext_CemRndr-InsulPF:350882 | User to populate | n/a | n/a | Other | n/a | n/a
WarrantyStartDate | n/a | 1900-12-31T23:59:59 | Submitted:Submitted for Approval | Component | Basic Wall:nbl_Ext_CemRndr-InsulPF:350882 | User to populate | n/a | n/a | Other | n/a | n/a
Phase Created | n/a | 1900-12-31T23:59:59 | Submitted:Submitted for Approval | Component | Basic Wall:nbl_Ext_CemRndr-InsulPF:350882 | New Construction | n/a | n/a | Phasing | n/a | n/a
Enable Analytical Model | n/a | 1900-12-31T23:59:59 | Submitted:Submitted for Approval | Component | Basic Wall:nbl_Ext_CemRndr-InsulPF:350882 | n/a | n/a | n/a | Structural | n/a | n/a | n/a
Structural | n/a | 1900-12-31T23:59:59 | Submitted:Submitted for Approval | Component | Basic Wall:nbl_Ext_CemRndr-InsulPF:350882 | n/a | n/a | n/a | Structural | n/a | n/a | n/a
Structural Usage | n/a | 1900-12-31T23:59:59 | Submitted:Submitted for Approval | Component | Basic Wall:nbl_Ext_CemRndr-InsulPF:350882 | Non-bearing | n/a | n/a | Structural | n/a | n/a
Reference | n/a | 1900-12-31T23:59:59 | Submitted:Submitted for Approval | Component | Basic Wall:nbl_Ext_CemRndr-InsulPF:350882 | User to populate | n/a | n/a | Pset_WallCommon | n/a | n/a
LoadBearing | n/a | 1900-12-31T23:59:59 | Submitted:Submitted for Approval | Component | Basic Wall:nbl_Ext_CemRndr-InsulPF:350882 | n/a | n/a | n/a | Pset_WallCommon | n/a | n/a | n/a
ExtendToStructure | n/a | 1900-12-31T23:59:59 | Submitted:Submitted for Approval | Component | Basic Wall:nbl_Ext_CemRndr-InsulPF:350882 | n/a | n/a | n/a | Pset_WallCommon | n/a | n/a | n/a
IsExternal | n/a | 1900-12-31T23:59:59 | Submitted:Submitted for Approval | Component | Basic Wall:nbl_Ext_CemRndr-InsulPF:350882 | TRUE | n/a | n/a | Pset_WallCommon | n/a | n/a | n/a
FireRating | n/a | 1900-12-31T23:59:59 | Submitted:Submitted for Approval | Component | Basic Wall:nbl_Ext_CemRndr-InsulPF:350882 | User to populate | n/a | n/a | Pset_WallCommon | n/a | n/a
ThermalTransmittance | n/a | 1900-12-31T23:59:59 | Submitted:Submitted for Approval | Component | Basic Wall:nbl_Ext_CemRndr-InsulPF:350882 | 0 | n/a | n/a | Pset_WallCommon | n/a | n/a | n/a
AcousticRating | n/a | 1900-12-31T23:59:59 | Submitted:Submitted for Approval | Component | Basic Wall:nbl_Ext_CemRndr-InsulPF:350882 | User to populate | n/a | n/a | Pset_WallCommon | n/a | n/a
SurfaceSpreadOfFlame | n/a | 1900-12-31T23:59:59 | Submitted:Submitted for Approval | Component | Basic Wall:nbl_Ext_CemRndr-InsulPF:350882 | User to populate | n/a | n/a | Pset_WallCommon | n/a | n/a
Combustible | n/a | 1900-12-31T23:59:59 | Submitted:Submitted for Approval | Component | Basic Wall:nbl_Ext_CemRndr-InsulPF:350882 | n/a | n/a | n/a | Pset_WallCommon | n/a | n/a | n/a
Compartmentation | n/a | 1900-12-31T23:59:59 | Submitted:Submitted for Approval | Component | Basic Wall:nbl_Ext_CemRndr-InsulPF:350882 | n/a | n/a | n/a | Pset_WallCommon | n/a | n/a | n/a
ProductionYear | n/a | 1900-12-31T23:59:59 | Submitted:Submitted for Approval | Component | Basic Wall:nbl_Ext_CemRndr-InsulPF:350882 | User to populate | n/a | n/a | Pset_ManufacturerTypeInformation | n/a | n/a
Absorptance | n/a | 1900-12-31T23:59:59 | Submitted:Submitted for Approval | Type | Basic Wall:nbl_Ext_Stone-Cavity-InsulPF-Blk | 0.1 | n/a | n/a | Analytical Properties | n/a | n/a | n/a
Roughness | n/a | 1900-12-31T23:59:59 | Submitted:Submitted for Approval | Type | Basic Wall:nbl_Ext_Stone-Cavity-InsulPF-Blk | 1 | n/a | n/a | Analytical Properties | n/a | n/a | n/a
Function | n/a | 1900-12-31T23:59:59 | Submitted:Submitted for Approval | Type | Basic Wall:nbl_Ext_Stone-Cavity-InsulPF-Blk | Exterior | n/a | n/a | Construction | n/a | n/a
Width | n/a | 1900-12-31T23:59:59 | Submitted:Submitted for Approval | Type | Basic Wall:nbl_Ext_Stone-Cavity-InsulPF-Blk | 455 | n/a | n/a | Construction | n/a | n/a | n/a
Wrapping at Ends | n/a | 1900-12-31T23:59:59 | Submitted:Submitted for Approval | Type | Basic Wall:nbl_Ext_Stone-Cavity-InsulPF-Blk | None | n/a | n/a | Construction | n/a | n/a
Wrapping at Inserts | n/a | 1900-12-31T23:59:59 | Submitted:Submitted for Approval | Type | Basic Wall:nbl_Ext_Stone-Cavity-InsulPF-Blk | Both | n/a | n/a | Construction | n/a | n/a
Coarse Scale Fill Color | n/a | 1900-12-31T23:59:59 | Submitted:Submitted for Approval | Type | Basic Wall:nbl_Ext_Stone-Cavity-InsulPF-Blk | 12632256 | n/a | n/a | Graphics | n/a | n/a | n/a
Coarse Scale Fill Pattern | n/a | 1900-12-31T23:59:59 | Submitted:Submitted for Approval | Type | Basic Wall:nbl_Ext_Stone-Cavity-InsulPF-Blk | Solid fill | n/a | n/a | Graphics | n/a | n/a
Assembly Code | n/a | 1900-12-31T23:59:59 | Submitted:Submitted for Approval | Type | Basic Wall:nbl_Ext_Stone-Cavity-InsulPF-Blk |  | n/a | n/a | Identity Data | n/a | n/a
Assembly Description | n/a | 1900-12-31T23:59:59 | Submitted:Submitted for Approval | Type | Basic Wall:nbl_Ext_Stone-Cavity-InsulPF-Blk |  | n/a | n/a | Identity Data | n/a | n/a
Description | n/a | 1900-12-31T23:59:59 | Submitted:Submitted for Approval | Type | Basic Wall:nbl_Ext_Stone-Cavity-InsulPF-Blk | External Stone Cavity Insulation Partial Fill Block Cavity Insulation External Stone | n/a | n/a | Identity Data | n/a | n/a
Help | n/a | 1900-12-31T23:59:59 | Submitted:Submitted for Approval | Type | Basic Wall:nbl_Ext_Stone-Cavity-InsulPF-Blk | http://www.nationalbimlibrary.com | n/a | n/a | Identity Data | n/a | n/a
IssueDate | n/a | 1900-12-31T23:59:59 | Submitted:Submitted for Approval | Type | Basic Wall:nbl_Ext_Stone-Cavity-InsulPF-Blk | 12/03/07 | n/a | n/a | Identity Data | n/a | n/a
NBSDescription | n/a | 1900-12-31T23:59:59 | Submitted:Submitted for Approval | Type | Basic Wall:nbl_Ext_Stone-Cavity-InsulPF-Blk | User to populate | n/a | n/a | Identity Data | n/a | n/a
NBSReference | n/a | 1900-12-31T23:59:59 | Submitted:Submitted for Approval | Type | Basic Wall:nbl_Ext_Stone-Cavity-InsulPF-Blk | User to populate | n/a | n/a | Identity Data | n/a | n/a
Version | n/a | 1900-12-31T23:59:59 | Submitted:Submitted for Approval | Type | Basic Wall:nbl_Ext_Stone-Cavity-InsulPF-Blk | 1.0 | n/a | n/a | Identity Data | n/a | n/a
Structural Material | n/a | 1900-12-31T23:59:59 | Submitted:Submitted for Approval | Type | Basic Wall:nbl_Ext_Stone-Cavity-InsulPF-Blk | nbl_AggregateConcreteBlocks | n/a | n/a | Materials and Finishes | n/a | n/a
Colour | n/a | 1900-12-31T23:59:59 | Submitted:Submitted for Approval | Type | Basic Wall:nbl_Ext_Stone-Cavity-InsulPF-Blk | User to populate | n/a | n/a | Other | n/a | n/a
Constituents | n/a | 1900-12-31T23:59:59 | Submitted:Submitted for Approval | Type | Basic Wall:nbl_Ext_Stone-Cavity-InsulPF-Blk | User to populate | n/a | n/a | Other | n/a | n/a
Features | n/a | 1900-12-31T23:59:59 | Submitted:Submitted for Approval | Type | Basic Wall:nbl_Ext_Stone-Cavity-InsulPF-Blk | User to populate | n/a | n/a | Other | n/a | n/a
Finish | n/a | 1900-12-31T23:59:59 | Submitted:Submitted for Approval | Type | Basic Wall:nbl_Ext_Stone-Cavity-InsulPF-Blk | User to populate | n/a | n/a | Other | n/a | n/a
Grade | n/a | 1900-12-31T23:59:59 | Submitted:Submitted for Approval | Type | Basic Wall:nbl_Ext_Stone-Cavity-InsulPF-Blk | User to populate | n/a | n/a | Other | n/a | n/a
Material | n/a | 1900-12-31T23:59:59 | Submitted:Submitted for Approval | Type | Basic Wall:nbl_Ext_Stone-Cavity-InsulPF-Blk | User to populate | n/a | n/a | Other | n/a | n/a
NominalHeight | n/a | 1900-12-31T23:59:59 | Submitted:Submitted for Approval | Type | Basic Wall:nbl_Ext_Stone-Cavity-InsulPF-Blk | 0 | n/a | n/a | Other | n/a | n/a | n/a
NominalLength | n/a | 1900-12-31T23:59:59 | Submitted:Submitted for Approval | Type | Basic Wall:nbl_Ext_Stone-Cavity-InsulPF-Blk | 0 | n/a | n/a | Other | n/a | n/a | n/a
NominalWidth | n/a | 1900-12-31T23:59:59 | Submitted:Submitted for Approval | Type | Basic Wall:nbl_Ext_Stone-Cavity-InsulPF-Blk | 0 | n/a | n/a | Other | n/a | n/a | n/a
ProductionYear | n/a | 1900-12-31T23:59:59 | Submitted:Submitted for Approval | Type | Basic Wall:nbl_Ext_Stone-Cavity-InsulPF-Blk | User to populate | n/a | n/a | Other | n/a | n/a
ReplacementCost | n/a | 1900-12-31T23:59:59 | Submitted:Submitted for Approval | Type | Basic Wall:nbl_Ext_Stone-Cavity-InsulPF-Blk | User to populate | n/a | n/a | Other | n/a | n/a
ServiceLifeDuration | n/a | 1900-12-31T23:59:59 | Submitted:Submitted for Approval | Type | Basic Wall:nbl_Ext_Stone-Cavity-InsulPF-Blk | User to populate | n/a | n/a | Other | n/a | n/a
Shape | n/a | 1900-12-31T23:59:59 | Submitted:Submitted for Approval | Type | Basic Wall:nbl_Ext_Stone-Cavity-InsulPF-Blk | User to populate | n/a | n/a | Other | n/a | n/a
Size | n/a | 1900-12-31T23:59:59 | Submitted:Submitted for Approval | Type | Basic Wall:nbl_Ext_Stone-Cavity-InsulPF-Blk | User to populate | n/a | n/a | Other | n/a | n/a
WarrantyDescription | n/a | 1900-12-31T23:59:59 | Submitted:Submitted for Approval | Type | Basic Wall:nbl_Ext_Stone-Cavity-InsulPF-Blk | User to populate | n/a | n/a | Other | n/a | n/a
WarrantyDurationLabour | n/a | 1900-12-31T23:59:59 | Submitted:Submitted for Approval | Type | Basic Wall:nbl_Ext_Stone-Cavity-InsulPF-Blk | User to populate | n/a | n/a | Other | n/a | n/a
WarrantyDurationParts | n/a | 1900-12-31T23:59:59 | Submitted:Submitted for Approval | Type | Basic Wall:nbl_Ext_Stone-Cavity-InsulPF-Blk | User to populate | n/a | n/a | Other | n/a | n/a
WarrantyGuarantorLabour | n/a | 1900-12-31T23:59:59 | Submitted:Submitted for Approval | Type | Basic Wall:nbl_Ext_Stone-Cavity-InsulPF-Blk | User to populate | n/a | n/a | Other | n/a | n/a
WarrantyGuarantorParts | n/a | 1900-12-31T23:59:59 | Submitted:Submitted for Approval | Type | Basic Wall:nbl_Ext_Stone-Cavity-InsulPF-Blk | User to populate | n/a | n/a | Other | n/a | n/a
Base Constraint | n/a | 1900-12-31T23:59:59 | Submitted:Submitted for Approval | Component | Basic Wall:nbl_Ext_Stone-Cavity-InsulPF-Blk:335756 | Level: Ground Floor | n/a | n/a | Constraints | n/a | n/a
Base Extension Distance | n/a | 1900-12-31T23:59:59 | Submitted:Submitted for Approval | Component | Basic Wall:nbl_Ext_Stone-Cavity-InsulPF-Blk:335756 | 0 | n/a | n/a | Constraints | n/a | n/a | n/a
Base is Attached | n/a | 1900-12-31T23:59:59 | Submitted:Submitted for Approval | Component | Basic Wall:nbl_Ext_Stone-Cavity-InsulPF-Blk:335756 | n/a | n/a | n/a | Constraints | n/a | n/a | n/a
Base Offset | n/a | 1900-12-31T23:59:59 | Submitted:Submitted for Approval | Component | Basic Wall:nbl_Ext_Stone-Cavity-InsulPF-Blk:335756 | 0 | n/a | n/a | Constraints | n/a | n/a | n/a
Location Line | n/a | 1900-12-31T23:59:59 | Submitted:Submitted for Approval | Component | Basic Wall:nbl_Ext_Stone-Cavity-InsulPF-Blk:335756 | Finish Face: Exterior | n/a | n/a | Constraints | n/a | n/a
Related to Mass | n/a | 1900-12-31T23:59:59 | Submitted:Submitted for Approval | Component | Basic Wall:nbl_Ext_Stone-Cavity-InsulPF-Blk:335756 | n/a | n/a | n/a | Constraints | n/a | n/a | n/a
Room Bounding | n/a | 1900-12-31T23:59:59 | Submitted:Submitted for Approval | Component | Basic Wall:nbl_Ext_Stone-Cavity-InsulPF-Blk:335756 | TRUE | n/a | n/a | Constraints | n/a | n/a | n/a
Top Extension Distance | n/a | 1900-12-31T23:59:59 | Submitted:Submitted for Approval | Component | Basic Wall:nbl_Ext_Stone-Cavity-InsulPF-Blk:335756 | 0 | n/a | n/a | Constraints | n/a | n/a | n/a
Top is Attached | n/a | 1900-12-31T23:59:59 | Submitted:Submitted for Approval | Component | Basic Wall:nbl_Ext_Stone-Cavity-InsulPF-Blk:335756 | n/a | n/a | n/a | Constraints | n/a | n/a | n/a
Top Offset | n/a | 1900-12-31T23:59:59 | Submitted:Submitted for Approval | Component | Basic Wall:nbl_Ext_Stone-Cavity-InsulPF-Blk:335756 | 0 | n/a | n/a | Constraints | n/a | n/a | n/a
Unconnected Height | n/a | 1900-12-31T23:59:59 | Submitted:Submitted for Approval | Component | Basic Wall:nbl_Ext_Stone-Cavity-InsulPF-Blk:335756 | 1200 | n/a | n/a | Constraints | n/a | n/a | n/a
Area | n/a | 1900-12-31T23:59:59 | Submitted:Submitted for Approval | Component | Basic Wall:nbl_Ext_Stone-Cavity-InsulPF-Blk:335756 | 15.363 | n/a | n/a | Dimensions | n/a | n/a | n/a
Length | n/a | 1900-12-31T23:59:59 | Submitted:Submitted for Approval | Component | Basic Wall:nbl_Ext_Stone-Cavity-InsulPF-Blk:335756 | 12802.5307 | n/a | n/a | Dimensions | n/a | n/a | n/a
Volume | n/a | 1900-12-31T23:59:59 | Submitted:Submitted for Approval | Component | Basic Wall:nbl_Ext_Stone-Cavity-InsulPF-Blk:335756 | 6.9902 | n/a | n/a | Dimensions | n/a | n/a | n/a
FireRating | n/a | 1900-12-31T23:59:59 | Submitted:Submitted for Approval | Component | Basic Wall:nbl_Ext_Stone-Cavity-InsulPF-Blk:335756 | User to populate | n/a | n/a | Fire Protection | n/a | n/a
AssetIdentifier | n/a | 1900-12-31T23:59:59 | Submitted:Submitted for Approval | Component | Basic Wall:nbl_Ext_Stone-Cavity-InsulPF-Blk:335756 | User to populate | n/a | n/a | Other | n/a | n/a
BarCode | n/a | 1900-12-31T23:59:59 | Submitted:Submitted for Approval | Component | Basic Wall:nbl_Ext_Stone-Cavity-InsulPF-Blk:335756 | User to populate | n/a | n/a | Other | n/a | n/a
InstallationDate | n/a | 1900-12-31T23:59:59 | Submitted:Submitted for Approval | Component | Basic Wall:nbl_Ext_Stone-Cavity-InsulPF-Blk:335756 | User to populate | n/a | n/a | Other | n/a | n/a
SerialNumber | n/a | 1900-12-31T23:59:59 | Submitted:Submitted for Approval | Component | Basic Wall:nbl_Ext_Stone-Cavity-InsulPF-Blk:335756 | User to populate | n/a | n/a | Other | n/a | n/a
TagNumber | n/a | 1900-12-31T23:59:59 | Submitted:Submitted for Approval | Component | Basic Wall:nbl_Ext_Stone-Cavity-InsulPF-Blk:335756 | User to populate | n/a | n/a | Other | n/a | n/a
WarrantyStartDate | n/a | 1900-12-31T23:59:59 | Submitted:Submitted for Approval | Component | Basic Wall:nbl_Ext_Stone-Cavity-InsulPF-Blk:335756 | User to populate | n/a | n/a | Other | n/a | n/a
Phase Created | n/a | 1900-12-31T23:59:59 | Submitted:Submitted for Approval | Component | Basic Wall:nbl_Ext_Stone-Cavity-InsulPF-Blk:335756 | New Construction | n/a | n/a | Phasing | n/a | n/a
Enable Analytical Model | n/a | 1900-12-31T23:59:59 | Submitted:Submitted for Approval | Component | Basic Wall:nbl_Ext_Stone-Cavity-InsulPF-Blk:335756 | n/a | n/a | n/a | Structural | n/a | n/a | n/a
Structural | n/a | 1900-12-31T23:59:59 | Submitted:Submitted for Approval | Component | Basic Wall:nbl_Ext_Stone-Cavity-InsulPF-Blk:335756 | n/a | n/a | n/a | Structural | n/a | n/a | n/a
Structural Usage | n/a | 1900-12-31T23:59:59 | Submitted:Submitted for Approval | Component | Basic Wall:nbl_Ext_Stone-Cavity-InsulPF-Blk:335756 | Non-bearing | n/a | n/a | Structural | n/a | n/a
Reference | n/a | 1900-12-31T23:59:59 | Submitted:Submitted for Approval | Component | Basic Wall:nbl_Ext_Stone-Cavity-InsulPF-Blk:335756 | User to populate | n/a | n/a | Pset_WallCommon | n/a | n/a
LoadBearing | n/a | 1900-12-31T23:59:59 | Submitted:Submitted for Approval | Component | Basic Wall:nbl_Ext_Stone-Cavity-InsulPF-Blk:335756 | n/a | n/a | n/a | Pset_WallCommon | n/a | n/a | n/a
ExtendToStructure | n/a | 1900-12-31T23:59:59 | Submitted:Submitted for Approval | Component | Basic Wall:nbl_Ext_Stone-Cavity-InsulPF-Blk:335756 | n/a | n/a | n/a | Pset_WallCommon | n/a | n/a | n/a
IsExternal | n/a | 1900-12-31T23:59:59 | Submitted:Submitted for Approval | Component | Basic Wall:nbl_Ext_Stone-Cavity-InsulPF-Blk:335756 | TRUE | n/a | n/a | Pset_WallCommon | n/a | n/a | n/a
FireRating | n/a | 1900-12-31T23:59:59 | Submitted:Submitted for Approval | Component | Basic Wall:nbl_Ext_Stone-Cavity-InsulPF-Blk:335756 | User to populate | n/a | n/a | Pset_WallCommon | n/a | n/a
ThermalTransmittance | n/a | 1900-12-31T23:59:59 | Submitted:Submitted for Approval | Component | Basic Wall:nbl_Ext_Stone-Cavity-InsulPF-Blk:335756 | 0 | n/a | n/a | Pset_WallCommon | n/a | n/a | n/a
AcousticRating | n/a | 1900-12-31T23:59:59 | Submitted:Submitted for Approval | Component | Basic Wall:nbl_Ext_Stone-Cavity-InsulPF-Blk:335756 | User to populate | n/a | n/a | Pset_WallCommon | n/a | n/a
SurfaceSpreadOfFlame | n/a | 1900-12-31T23:59:59 | Submitted:Submitted for Approval | Component | Basic Wall:nbl_Ext_Stone-Cavity-InsulPF-Blk:335756 | User to populate | n/a | n/a | Pset_WallCommon | n/a | n/a
Combustible | n/a | 1900-12-31T23:59:59 | Submitted:Submitted for Approval | Component | Basic Wall:nbl_Ext_Stone-Cavity-InsulPF-Blk:335756 | n/a | n/a | n/a | Pset_WallCommon | n/a | n/a | n/a
Compartmentation | n/a | 1900-12-31T23:59:59 | Submitted:Submitted for Approval | Component | Basic Wall:nbl_Ext_Stone-Cavity-InsulPF-Blk:335756 | n/a | n/a | n/a | Pset_WallCommon | n/a | n/a | n/a
ProductionYear | n/a | 1900-12-31T23:59:59 | Submitted:Submitted for Approval | Component | Basic Wall:nbl_Ext_Stone-Cavity-InsulPF-Blk:335756 | User to populate | n/a | n/a | Pset_ManufacturerTypeInformation | n/a | n/a
Height | n/a | 1900-12-31T23:59:59 | Submitted:Submitted for Approval | Type | Florence | 0 | n/a | n/a | Dimensions | n/a | n/a | n/a
Assembly Code | n/a | 1900-12-31T23:59:59 | Submitted:Submitted for Approval | Type | Florence |  | n/a | n/a | Identity Data | n/a | n/a
Assembly Description | n/a | 1900-12-31T23:59:59 | Submitted:Submitted for Approval | Type | Florence |  | n/a | n/a | Identity Data | n/a | n/a
OmniClass Number | n/a | 1900-12-31T23:59:59 | Submitted:Submitted for Approval | Type | Florence |  | n/a | n/a | Identity Data | n/a | n/a
OmniClass Title | n/a | 1900-12-31T23:59:59 | Submitted:Submitted for Approval | Type | Florence |  | n/a | n/a | Identity Data | n/a | n/a
Render Appearance | n/a | 1900-12-31T23:59:59 | Submitted:Submitted for Approval | Type | Florence | RPC-8-G3AF-G2XX-UFB5-G | n/a | n/a | Identity Data | n/a | n/a
Render Appearance Properties | n/a | 1900-12-31T23:59:59 | Submitted:Submitted for Approval | Type | Florence | {2, 15},{22, RPC-8-G3AF-G2XX-UFB5-G},{1, 0},{1, 0},{2, 15},{1, 8},{5, Color},{1, 0},{1, 0},{3, 0.8},{3, 0.8},{3, 0.8},{1, 8},{7, BBoxMin},{1, 0},{1, 0},{1, 0},{1, 0},{1, 0},{1, 8},{7, BBoxMax},{1, 0},{1, 0},{1, 0},{1, 0},{1, 0},{2, 11},{9, RPCTypeId},{1, 0},{1, 0},{22, RPC-8-G3AF-G2XX-UFB5-G},{1, 6},{14, RPCPlantHeight},{1, 0},{1, 0},{3, 5.5},{2, 11},{7, keyword},{1, 0},{1, 0},{42, :RPCs:People [Business-Asian]:Geometry:RPC},{2, 11},{8, category},{1, 0},{1, 0},{23, People [Business-Asian]},{2, 11},{12, LocalizedUID},{1, 0},{1, 0},{8, Florence},{2, 14},{6, Height},{1, 0},{1, 0},{3, 5.5},{1, 2},{16, Cast Reflections},{1, 0},{1, 0},{1, 0},{1, 2},{6, Jitter},{1, 0},{1, 0},{1, 1},{1, 2},{9, Billboard},{1, 0},{1, 0},{1, 0},{1, 2},{12, Cast Shadows},{1, 0},{1, 0},{1, 1},{1, 2},{20, Apply Filter Effects},{1, 0},{1, 0},{1, 0},{2, 11},{28, Apply Filter Effects-Text-FC},{1, 0},{1, 0},{4, None},{21, assetlibrary_base.fbx},{1, 5}, | n/a | n/a | Identity Data | n/a | n/a
Reference | n/a | 1900-12-31T23:59:59 | Submitted:Submitted for Approval | Component | RPC Female:Florence:337252 | Florence | n/a | n/a | Pset_BuildingElementProxyCommon | n/a | n/a
Host | n/a | 1900-12-31T23:59:59 | Submitted:Submitted for Approval | Component | RPC Female:Florence:337252 | Level : Ground Floor | n/a | n/a | Constraints | n/a | n/a
Level | n/a | 1900-12-31T23:59:59 | Submitted:Submitted for Approval | Component | RPC Female:Florence:337252 | Level: Ground Floor | n/a | n/a | Constraints | n/a | n/a
Moves With Nearby Elements | n/a | 1900-12-31T23:59:59 | Submitted:Submitted for Approval | Component | RPC Female:Florence:337252 | n/a | n/a | n/a | Constraints | n/a | n/a | n/a
Offset | n/a | 1900-12-31T23:59:59 | Submitted:Submitted for Approval | Component | RPC Female:Florence:337252 | 0 | n/a | n/a | Constraints | n/a | n/a | n/a
Phase Created | n/a | 1900-12-31T23:59:59 | Submitted:Submitted for Approval | Component | RPC Female:Florence:337252 | New Construction | n/a | n/a | Phasing | n/a | n/a
Reference | n/a | 1900-12-31T23:59:59 | Submitted:Submitted for Approval | Component | RPC Female:Florence:337268 | Florence | n/a | n/a | Pset_BuildingElementProxyCommon | n/a | n/a
Host | n/a | 1900-12-31T23:59:59 | Submitted:Submitted for Approval | Component | RPC Female:Florence:337268 | Level : Ground Floor | n/a | n/a | Constraints | n/a | n/a
Level | n/a | 1900-12-31T23:59:59 | Submitted:Submitted for Approval | Component | RPC Female:Florence:337268 | Level: Ground Floor | n/a | n/a | Constraints | n/a | n/a
Moves With Nearby Elements | n/a | 1900-12-31T23:59:59 | Submitted:Submitted for Approval | Component | RPC Female:Florence:337268 | n/a | n/a | n/a | Constraints | n/a | n/a | n/a
Offset | n/a | 1900-12-31T23:59:59 | Submitted:Submitted for Approval | Component | RPC Female:Florence:337268 | -450 | n/a | n/a | Constraints | n/a | n/a | n/a
Phase Created | n/a | 1900-12-31T23:59:59 | Submitted:Submitted for Approval | Component | RPC Female:Florence:337268 | New Construction | n/a | n/a | Phasing | n/a | n/a
Height | n/a | 1900-12-31T23:59:59 | Submitted:Submitted for Approval | Type | YinYin | 0 | n/a | n/a | Dimensions | n/a | n/a | n/a
Assembly Code | n/a | 1900-12-31T23:59:59 | Submitted:Submitted for Approval | Type | YinYin |  | n/a | n/a | Identity Data | n/a | n/a
Assembly Description | n/a | 1900-12-31T23:59:59 | Submitted:Submitted for Approval | Type | YinYin |  | n/a | n/a | Identity Data | n/a | n/a
OmniClass Number | n/a | 1900-12-31T23:59:59 | Submitted:Submitted for Approval | Type | YinYin |  | n/a | n/a | Identity Data | n/a | n/a
OmniClass Title | n/a | 1900-12-31T23:59:59 | Submitted:Submitted for Approval | Type | YinYin |  | n/a | n/a | Identity Data | n/a | n/a
Render Appearance | n/a | 1900-12-31T23:59:59 | Submitted:Submitted for Approval | Type | YinYin | RPC-8-FUM5-CKXX-U6B5-E | n/a | n/a | Identity Data | n/a | n/a
Render Appearance Properties | n/a | 1900-12-31T23:59:59 | Submitted:Submitted for Approval | Type | YinYin | {2, 15},{22, RPC-8-FUM5-CKXX-U6B5-E},{1, 0},{1, 0},{2, 15},{1, 8},{5, Color},{1, 0},{1, 0},{3, 0.8},{3, 0.8},{3, 0.8},{1, 8},{7, BBoxMin},{1, 0},{1, 0},{1, 0},{1, 0},{1, 0},{1, 8},{7, BBoxMax},{1, 0},{1, 0},{1, 0},{1, 0},{1, 0},{2, 11},{9, RPCTypeId},{1, 0},{1, 0},{22, RPC-8-FUM5-CKXX-U6B5-E},{1, 6},{14, RPCPlantHeight},{1, 0},{1, 0},{4, 5.75},{2, 11},{7, keyword},{1, 0},{1, 0},{35, :RPCs:People [Resorts]:Geometry:RPC},{2, 11},{8, category},{1, 0},{1, 0},{16, People [Resorts]},{2, 11},{12, LocalizedUID},{1, 0},{1, 0},{6, YinYin},{2, 14},{6, Height},{1, 0},{1, 0},{4, 5.75},{1, 2},{16, Cast Reflections},{1, 0},{1, 0},{1, 0},{1, 2},{6, Jitter},{1, 0},{1, 0},{1, 1},{1, 2},{9, Billboard},{1, 0},{1, 0},{1, 0},{1, 2},{12, Cast Shadows},{1, 0},{1, 0},{1, 1},{1, 2},{20, Apply Filter Effects},{1, 0},{1, 0},{1, 0},{2, 11},{28, Apply Filter Effects-Text-FC},{1, 0},{1, 0},{4, None},{21, assetlibrary_base.fbx},{1, 5}, | n/a | n/a | Identity Data | n/a | n/a
Reference | n/a | 1900-12-31T23:59:59 | Submitted:Submitted for Approval | Component | RPC Female:YinYin:337253 | YinYin | n/a | n/a | Pset_BuildingElementProxyCommon | n/a | n/a
Host | n/a | 1900-12-31T23:59:59 | Submitted:Submitted for Approval | Component | RPC Female:YinYin:337253 | Level : Ground Floor | n/a | n/a | Constraints | n/a | n/a
Level | n/a | 1900-12-31T23:59:59 | Submitted:Submitted for Approval | Component | RPC Female:YinYin:337253 | Level: Ground Floor | n/a | n/a | Constraints | n/a | n/a
Moves With Nearby Elements | n/a | 1900-12-31T23:59:59 | Submitted:Submitted for Approval | Component | RPC Female:YinYin:337253 | n/a | n/a | n/a | Constraints | n/a | n/a | n/a
Offset | n/a | 1900-12-31T23:59:59 | Submitted:Submitted for Approval | Component | RPC Female:YinYin:337253 | 0 | n/a | n/a | Constraints | n/a | n/a | n/a
Phase Created | n/a | 1900-12-31T23:59:59 | Submitted:Submitted for Approval | Component | RPC Female:YinYin:337253 | New Construction | n/a | n/a | Phasing | n/a | n/a
Height | n/a | 1900-12-31T23:59:59 | Submitted:Submitted for Approval | Type | Alex | 0 | n/a | n/a | Dimensions | n/a | n/a | n/a
Assembly Code | n/a | 1900-12-31T23:59:59 | Submitted:Submitted for Approval | Type | Alex |  | n/a | n/a | Identity Data | n/a | n/a
Assembly Description | n/a | 1900-12-31T23:59:59 | Submitted:Submitted for Approval | Type | Alex |  | n/a | n/a | Identity Data | n/a | n/a
OmniClass Number | n/a | 1900-12-31T23:59:59 | Submitted:Submitted for Approval | Type | Alex |  | n/a | n/a | Identity Data | n/a | n/a
OmniClass Title | n/a | 1900-12-31T23:59:59 | Submitted:Submitted for Approval | Type | Alex |  | n/a | n/a | Identity Data | n/a | n/a
Render Appearance | n/a | 1900-12-31T23:59:59 | Submitted:Submitted for Approval | Type | Alex | RPC-8-X9C2-NGU9-LXF5-4 | n/a | n/a | Identity Data | n/a | n/a
Render Appearance Properties | n/a | 1900-12-31T23:59:59 | Submitted:Submitted for Approval | Type | Alex | {2, 15},{22, RPC-8-X9C2-NGU9-LXF5-4},{1, 0},{1, 0},{2, 15},{1, 8},{5, Color},{1, 0},{1, 0},{3, 0.8},{3, 0.8},{3, 0.8},{1, 8},{7, BBoxMin},{1, 0},{1, 0},{1, 0},{1, 0},{1, 0},{1, 8},{7, BBoxMax},{1, 0},{1, 0},{1, 0},{1, 0},{1, 0},{2, 11},{9, RPCTypeId},{1, 0},{1, 0},{22, RPC-8-X9C2-NGU9-LXF5-4},{1, 6},{14, RPCPlantHeight},{1, 0},{1, 0},{7, 5.83333},{2, 11},{7, keyword},{1, 0},{1, 0},{34, :RPCs:People [Casual]:Geometry:RPC},{2, 11},{8, category},{1, 0},{1, 0},{15, People [Casual]},{2, 11},{12, LocalizedUID},{1, 0},{1, 0},{4, Alex},{2, 14},{6, Height},{1, 0},{1, 0},{7, 5.83333},{1, 2},{16, Cast Reflections},{1, 0},{1, 0},{1, 0},{1, 2},{6, Jitter},{1, 0},{1, 0},{1, 1},{1, 2},{9, Billboard},{1, 0},{1, 0},{1, 0},{1, 2},{12, Cast Shadows},{1, 0},{1, 0},{1, 1},{1, 2},{20, Apply Filter Effects},{1, 0},{1, 0},{1, 0},{2, 11},{28, Apply Filter Effects-Text-FC},{1, 0},{1, 0},{4, None},{21, assetlibrary_base.fbx},{1, 5}, | n/a | n/a | Identity Data | n/a | n/a
Reference | n/a | 1900-12-31T23:59:59 | Submitted:Submitted for Approval | Component | RPC Male:Alex:337254 | Alex | n/a | n/a | Pset_BuildingElementProxyCommon | n/a | n/a
Host | n/a | 1900-12-31T23:59:59 | Submitted:Submitted for Approval | Component | RPC Male:Alex:337254 | Level : Ground Floor | n/a | n/a | Constraints | n/a | n/a
Level | n/a | 1900-12-31T23:59:59 | Submitted:Submitted for Approval | Component | RPC Male:Alex:337254 | Level: Ground Floor | n/a | n/a | Constraints | n/a | n/a
Moves With Nearby Elements | n/a | 1900-12-31T23:59:59 | Submitted:Submitted for Approval | Component | RPC Male:Alex:337254 | n/a | n/a | n/a | Constraints | n/a | n/a | n/a
Offset | n/a | 1900-12-31T23:59:59 | Submitted:Submitted for Approval | Component | RPC Male:Alex:337254 | 0 | n/a | n/a | Constraints | n/a | n/a | n/a
Phase Created | n/a | 1900-12-31T23:59:59 | Submitted:Submitted for Approval | Component | RPC Male:Alex:337254 | New Construction | n/a | n/a | Phasing | n/a | n/a
Reference | n/a | 1900-12-31T23:59:59 | Submitted:Submitted for Approval | Component | RPC Male:Alex:337259 | Alex | n/a | n/a | Pset_BuildingElementProxyCommon | n/a | n/a
Host | n/a | 1900-12-31T23:59:59 | Submitted:Submitted for Approval | Component | RPC Male:Alex:337259 | Level : Ground Floor | n/a | n/a | Constraints | n/a | n/a
Level | n/a | 1900-12-31T23:59:59 | Submitted:Submitted for Approval | Component | RPC Male:Alex:337259 | Level: Ground Floor | n/a | n/a | Constraints | n/a | n/a
Moves With Nearby Elements | n/a | 1900-12-31T23:59:59 | Submitted:Submitted for Approval | Component | RPC Male:Alex:337259 | n/a | n/a | n/a | Constraints | n/a | n/a | n/a
Offset | n/a | 1900-12-31T23:59:59 | Submitted:Submitted for Approval | Component | RPC Male:Alex:337259 | 0 | n/a | n/a | Constraints | n/a | n/a | n/a
Phase Created | n/a | 1900-12-31T23:59:59 | Submitted:Submitted for Approval | Component | RPC Male:Alex:337259 | New Construction | n/a | n/a | Phasing | n/a | n/a
Reference | n/a | 1900-12-31T23:59:59 | Submitted:Submitted for Approval | Component | RPC Male:Alex:337277 | Alex | n/a | n/a | Pset_BuildingElementProxyCommon | n/a | n/a
Host | n/a | 1900-12-31T23:59:59 | Submitted:Submitted for Approval | Component | RPC Male:Alex:337277 | Level : Ground Floor | n/a | n/a | Constraints | n/a | n/a
Level | n/a | 1900-12-31T23:59:59 | Submitted:Submitted for Approval | Component | RPC Male:Alex:337277 | Level: Ground Floor | n/a | n/a | Constraints | n/a | n/a
Moves With Nearby Elements | n/a | 1900-12-31T23:59:59 | Submitted:Submitted for Approval | Component | RPC Male:Alex:337277 | n/a | n/a | n/a | Constraints | n/a | n/a | n/a
Offset | n/a | 1900-12-31T23:59:59 | Submitted:Submitted for Approval | Component | RPC Male:Alex:337277 | 0 | n/a | n/a | Constraints | n/a | n/a | n/a
Phase Created | n/a | 1900-12-31T23:59:59 | Submitted:Submitted for Approval | Component | RPC Male:Alex:337277 | New Construction | n/a | n/a | Phasing | n/a | n/a
Reference | n/a | 1900-12-31T23:59:59 | Submitted:Submitted for Approval | Component | RPC Male:Alex:337278 | Alex | n/a | n/a | Pset_BuildingElementProxyCommon | n/a | n/a
Host | n/a | 1900-12-31T23:59:59 | Submitted:Submitted for Approval | Component | RPC Male:Alex:337278 | Level : Ground Floor | n/a | n/a | Constraints | n/a | n/a
Level | n/a | 1900-12-31T23:59:59 | Submitted:Submitted for Approval | Component | RPC Male:Alex:337278 | Level: Ground Floor | n/a | n/a | Constraints | n/a | n/a
Moves With Nearby Elements | n/a | 1900-12-31T23:59:59 | Submitted:Submitted for Approval | Component | RPC Male:Alex:337278 | n/a | n/a | n/a | Constraints | n/a | n/a | n/a
Offset | n/a | 1900-12-31T23:59:59 | Submitted:Submitted for Approval | Component | RPC Male:Alex:337278 | 0 | n/a | n/a | Constraints | n/a | n/a | n/a
Phase Created | n/a | 1900-12-31T23:59:59 | Submitted:Submitted for Approval | Component | RPC Male:Alex:337278 | New Construction | n/a | n/a | Phasing | n/a | n/a
Height | n/a | 1900-12-31T23:59:59 | Submitted:Submitted for Approval | Type | Dwayne | 0 | n/a | n/a | Dimensions | n/a | n/a | n/a
Assembly Code | n/a | 1900-12-31T23:59:59 | Submitted:Submitted for Approval | Type | Dwayne |  | n/a | n/a | Identity Data | n/a | n/a
Assembly Description | n/a | 1900-12-31T23:59:59 | Submitted:Submitted for Approval | Type | Dwayne |  | n/a | n/a | Identity Data | n/a | n/a
OmniClass Number | n/a | 1900-12-31T23:59:59 | Submitted:Submitted for Approval | Type | Dwayne |  | n/a | n/a | Identity Data | n/a | n/a
OmniClass Title | n/a | 1900-12-31T23:59:59 | Submitted:Submitted for Approval | Type | Dwayne |  | n/a | n/a | Identity Data | n/a | n/a
Render Appearance | n/a | 1900-12-31T23:59:59 | Submitted:Submitted for Approval | Type | Dwayne | RPC-8-G1AE-S4G0-CKUK-A | n/a | n/a | Identity Data | n/a | n/a
Render Appearance Properties | n/a | 1900-12-31T23:59:59 | Submitted:Submitted for Approval | Type | Dwayne | {2, 15},{22, RPC-8-G1AE-S4G0-CKUK-A},{1, 0},{1, 0},{2, 15},{1, 8},{5, Color},{1, 0},{1, 0},{3, 0.8},{3, 0.8},{3, 0.8},{1, 8},{7, BBoxMin},{1, 0},{1, 0},{1, 0},{1, 0},{1, 0},{1, 8},{7, BBoxMax},{1, 0},{1, 0},{1, 0},{1, 0},{1, 0},{2, 11},{9, RPCTypeId},{1, 0},{1, 0},{22, RPC-8-G1AE-S4G0-CKUK-A},{1, 6},{14, RPCPlantHeight},{1, 0},{1, 0},{7, 5.83333},{2, 11},{7, keyword},{1, 0},{1, 0},{45, :RPCs:People [Business-Hispanic]:Geometry:RPC},{2, 11},{8, category},{1, 0},{1, 0},{26, People [Business-Hispanic]},{2, 11},{12, LocalizedUID},{1, 0},{1, 0},{6, Dwayne},{2, 14},{6, Height},{1, 0},{1, 0},{7, 5.83333},{1, 2},{16, Cast Reflections},{1, 0},{1, 0},{1, 0},{1, 2},{6, Jitter},{1, 0},{1, 0},{1, 1},{1, 2},{9, Billboard},{1, 0},{1, 0},{1, 0},{1, 2},{12, Cast Shadows},{1, 0},{1, 0},{1, 1},{1, 2},{20, Apply Filter Effects},{1, 0},{1, 0},{1, 0},{2, 11},{28, Apply Filter Effects-Text-FC},{1, 0},{1, 0},{4, None},{21, assetlibrary_base.fbx},{1, 5}, | n/a | n/a | Identity Data | n/a | n/a
Reference | n/a | 1900-12-31T23:59:59 | Submitted:Submitted for Approval | Component | RPC Male:Dwayne:337255 | Dwayne | n/a | n/a | Pset_BuildingElementProxyCommon | n/a | n/a
Host | n/a | 1900-12-31T23:59:59 | Submitted:Submitted for Approval | Component | RPC Male:Dwayne:337255 | Level : Ground Floor | n/a | n/a | Constraints | n/a | n/a
Level | n/a | 1900-12-31T23:59:59 | Submitted:Submitted for Approval | Component | RPC Male:Dwayne:337255 | Level: Ground Floor | n/a | n/a | Constraints | n/a | n/a
Moves With Nearby Elements | n/a | 1900-12-31T23:59:59 | Submitted:Submitted for Approval | Component | RPC Male:Dwayne:337255 | n/a | n/a | n/a | Constraints | n/a | n/a | n/a
Offset | n/a | 1900-12-31T23:59:59 | Submitted:Submitted for Approval | Component | RPC Male:Dwayne:337255 | 0 | n/a | n/a | Constraints | n/a | n/a | n/a
Phase Created | n/a | 1900-12-31T23:59:59 | Submitted:Submitted for Approval | Component | RPC Male:Dwayne:337255 | New Construction | n/a | n/a | Phasing | n/a | n/a
Height | n/a | 1900-12-31T23:59:59 | Submitted:Submitted for Approval | Type | LaRon | 0 | n/a | n/a | Dimensions | n/a | n/a | n/a
Assembly Code | n/a | 1900-12-31T23:59:59 | Submitted:Submitted for Approval | Type | LaRon |  | n/a | n/a | Identity Data | n/a | n/a
Assembly Description | n/a | 1900-12-31T23:59:59 | Submitted:Submitted for Approval | Type | LaRon |  | n/a | n/a | Identity Data | n/a | n/a
OmniClass Number | n/a | 1900-12-31T23:59:59 | Submitted:Submitted for Approval | Type | LaRon |  | n/a | n/a | Identity Data | n/a | n/a
OmniClass Title | n/a | 1900-12-31T23:59:59 | Submitted:Submitted for Approval | Type | LaRon |  | n/a | n/a | Identity Data | n/a | n/a
Render Appearance | n/a | 1900-12-31T23:59:59 | Submitted:Submitted for Approval | Type | LaRon | RPC-8-FXGT-QSQ0-PPX2-A | n/a | n/a | Identity Data | n/a | n/a
Render Appearance Properties | n/a | 1900-12-31T23:59:59 | Submitted:Submitted for Approval | Type | LaRon | {2, 15},{22, RPC-8-FXGT-QSQ0-PPX2-A},{1, 0},{1, 0},{2, 15},{1, 8},{5, Color},{1, 0},{1, 0},{3, 0.8},{3, 0.8},{3, 0.8},{1, 8},{7, BBoxMin},{1, 0},{1, 0},{1, 0},{1, 0},{1, 0},{1, 8},{7, BBoxMax},{1, 0},{1, 0},{1, 0},{1, 0},{1, 0},{2, 11},{9, RPCTypeId},{1, 0},{1, 0},{22, RPC-8-FXGT-QSQ0-PPX2-A},{1, 6},{14, RPCPlantHeight},{1, 0},{1, 0},{7, 6.16667},{2, 11},{7, keyword},{1, 0},{1, 0},{35, :RPCs:People [College]:Geometry:RPC},{2, 11},{8, category},{1, 0},{1, 0},{16, People [College]},{2, 11},{12, LocalizedUID},{1, 0},{1, 0},{7, LaRon 1},{2, 14},{6, Height},{1, 0},{1, 0},{7, 6.16667},{1, 2},{16, Cast Reflections},{1, 0},{1, 0},{1, 0},{1, 2},{6, Jitter},{1, 0},{1, 0},{1, 1},{1, 2},{9, Billboard},{1, 0},{1, 0},{1, 0},{1, 2},{12, Cast Shadows},{1, 0},{1, 0},{1, 1},{1, 2},{20, Apply Filter Effects},{1, 0},{1, 0},{1, 0},{2, 11},{28, Apply Filter Effects-Text-FC},{1, 0},{1, 0},{4, None},{21, assetlibrary_base.fbx},{1, 5}, | n/a | n/a | Identity Data | n/a | n/a
Reference | n/a | 1900-12-31T23:59:59 | Submitted:Submitted for Approval | Component | RPC Male:LaRon:337256 | LaRon | n/a | n/a | Pset_BuildingElementProxyCommon | n/a | n/a
Host | n/a | 1900-12-31T23:59:59 | Submitted:Submitted for Approval | Component | RPC Male:LaRon:337256 | Level : Ground Floor | n/a | n/a | Constraints | n/a | n/a
Level | n/a | 1900-12-31T23:59:59 | Submitted:Submitted for Approval | Component | RPC Male:LaRon:337256 | Level: Ground Floor | n/a | n/a | Constraints | n/a | n/a
Moves With Nearby Elements | n/a | 1900-12-31T23:59:59 | Submitted:Submitted for Approval | Component | RPC Male:LaRon:337256 | n/a | n/a | n/a | Constraints | n/a | n/a | n/a
Offset | n/a | 1900-12-31T23:59:59 | Submitted:Submitted for Approval | Component | RPC Male:LaRon:337256 | 0 | n/a | n/a | Constraints | n/a | n/a | n/a
Phase Created | n/a | 1900-12-31T23:59:59 | Submitted:Submitted for Approval | Component | RPC Male:LaRon:337256 | New Construction | n/a | n/a | Phasing | n/a | n/a
Reference | n/a | 1900-12-31T23:59:59 | Submitted:Submitted for Approval | Component | RPC Male:LaRon:337258 | LaRon | n/a | n/a | Pset_BuildingElementProxyCommon | n/a | n/a
Host | n/a | 1900-12-31T23:59:59 | Submitted:Submitted for Approval | Component | RPC Male:LaRon:337258 | Level : Ground Floor | n/a | n/a | Constraints | n/a | n/a
Level | n/a | 1900-12-31T23:59:59 | Submitted:Submitted for Approval | Component | RPC Male:LaRon:337258 | Level: Ground Floor | n/a | n/a | Constraints | n/a | n/a
Moves With Nearby Elements | n/a | 1900-12-31T23:59:59 | Submitted:Submitted for Approval | Component | RPC Male:LaRon:337258 | n/a | n/a | n/a | Constraints | n/a | n/a | n/a
Offset | n/a | 1900-12-31T23:59:59 | Submitted:Submitted for Approval | Component | RPC Male:LaRon:337258 | 0 | n/a | n/a | Constraints | n/a | n/a | n/a
Phase Created | n/a | 1900-12-31T23:59:59 | Submitted:Submitted for Approval | Component | RPC Male:LaRon:337258 | New Construction | n/a | n/a | Phasing | n/a | n/a
Reference | n/a | 1900-12-31T23:59:59 | Submitted:Submitted for Approval | Component | RPC Male:LaRon:337269 | LaRon | n/a | n/a | Pset_BuildingElementProxyCommon | n/a | n/a
Host | n/a | 1900-12-31T23:59:59 | Submitted:Submitted for Approval | Component | RPC Male:LaRon:337269 | Level : Ground Floor | n/a | n/a | Constraints | n/a | n/a
Level | n/a | 1900-12-31T23:59:59 | Submitted:Submitted for Approval | Component | RPC Male:LaRon:337269 | Level: Ground Floor | n/a | n/a | Constraints | n/a | n/a
Moves With Nearby Elements | n/a | 1900-12-31T23:59:59 | Submitted:Submitted for Approval | Component | RPC Male:LaRon:337269 | n/a | n/a | n/a | Constraints | n/a | n/a | n/a
Offset | n/a | 1900-12-31T23:59:59 | Submitted:Submitted for Approval | Component | RPC Male:LaRon:337269 | -900 | n/a | n/a | Constraints | n/a | n/a | n/a
Phase Created | n/a | 1900-12-31T23:59:59 | Submitted:Submitted for Approval | Component | RPC Male:LaRon:337269 | New Construction | n/a | n/a | Phasing | n/a | n/a
Height | n/a | 1900-12-31T23:59:59 | Submitted:Submitted for Approval | Type | Tina | 0 | n/a | n/a | Dimensions | n/a | n/a | n/a
Assembly Code | n/a | 1900-12-31T23:59:59 | Submitted:Submitted for Approval | Type | Tina |  | n/a | n/a | Identity Data | n/a | n/a
Assembly Description | n/a | 1900-12-31T23:59:59 | Submitted:Submitted for Approval | Type | Tina |  | n/a | n/a | Identity Data | n/a | n/a
OmniClass Number | n/a | 1900-12-31T23:59:59 | Submitted:Submitted for Approval | Type | Tina |  | n/a | n/a | Identity Data | n/a | n/a
OmniClass Title | n/a | 1900-12-31T23:59:59 | Submitted:Submitted for Approval | Type | Tina |  | n/a | n/a | Identity Data | n/a | n/a
Render Appearance | n/a | 1900-12-31T23:59:59 | Submitted:Submitted for Approval | Type | Tina | RPC-8-E23G-6DS7-USQ4-G | n/a | n/a | Identity Data | n/a | n/a
Render Appearance Properties | n/a | 1900-12-31T23:59:59 | Submitted:Submitted for Approval | Type | Tina | {2, 15},{22, RPC-8-E23G-6DS7-USQ4-G},{1, 0},{1, 0},{2, 15},{1, 8},{5, Color},{1, 0},{1, 0},{3, 0.8},{3, 0.8},{3, 0.8},{1, 8},{7, BBoxMin},{1, 0},{1, 0},{1, 0},{1, 0},{1, 0},{1, 8},{7, BBoxMax},{1, 0},{1, 0},{1, 0},{1, 0},{1, 0},{2, 11},{9, RPCTypeId},{1, 0},{1, 0},{22, RPC-8-E23G-6DS7-USQ4-G},{1, 6},{14, RPCPlantHeight},{1, 0},{1, 0},{7, 5.66667},{2, 11},{7, keyword},{1, 0},{1, 0},{34, :RPCs:People [Casual]:Geometry:RPC},{2, 11},{8, category},{1, 0},{1, 0},{15, People [Casual]},{2, 11},{12, LocalizedUID},{1, 0},{1, 0},{8, Tina [2]},{2, 14},{6, Height},{1, 0},{1, 0},{7, 5.66667},{1, 2},{16, Cast Reflections},{1, 0},{1, 0},{1, 0},{1, 2},{6, Jitter},{1, 0},{1, 0},{1, 1},{1, 2},{9, Billboard},{1, 0},{1, 0},{1, 0},{1, 2},{12, Cast Shadows},{1, 0},{1, 0},{1, 1},{1, 2},{20, Apply Filter Effects},{1, 0},{1, 0},{1, 0},{2, 11},{28, Apply Filter Effects-Text-FC},{1, 0},{1, 0},{4, None},{21, assetlibrary_base.fbx},{1, 5}, | n/a | n/a | Identity Data | n/a | n/a
Reference | n/a | 1900-12-31T23:59:59 | Submitted:Submitted for Approval | Component | RPC Female:Tina:337257 | Tina | n/a | n/a | Pset_BuildingElementProxyCommon | n/a | n/a
Host | n/a | 1900-12-31T23:59:59 | Submitted:Submitted for Approval | Component | RPC Female:Tina:337257 | Level : Ground Floor | n/a | n/a | Constraints | n/a | n/a
Level | n/a | 1900-12-31T23:59:59 | Submitted:Submitted for Approval | Component | RPC Female:Tina:337257 | Level: Ground Floor | n/a | n/a | Constraints | n/a | n/a
Moves With Nearby Elements | n/a | 1900-12-31T23:59:59 | Submitted:Submitted for Approval | Component | RPC Female:Tina:337257 | n/a | n/a | n/a | Constraints | n/a | n/a | n/a
Offset | n/a | 1900-12-31T23:59:59 | Submitted:Submitted for Approval | Component | RPC Female:Tina:337257 | -900 | n/a | n/a | Constraints | n/a | n/a | n/a
Phase Created | n/a | 1900-12-31T23:59:59 | Submitted:Submitted for Approval | Component | RPC Female:Tina:337257 | New Construction | n/a | n/a | Phasing | n/a | n/a
Automatically Embed | n/a | 1900-12-31T23:59:59 | Submitted:Submitted for Approval | Type | Curtain Wall:_CurtianWall_SKYLIGHT SCREEN | TRUE | n/a | n/a | Construction | n/a | n/a | n/a
Function | n/a | 1900-12-31T23:59:59 | Submitted:Submitted for Approval | Type | Curtain Wall:_CurtianWall_SKYLIGHT SCREEN | Exterior | n/a | n/a | Construction | n/a | n/a
Join Condition | n/a | 1900-12-31T23:59:59 | Submitted:Submitted for Approval | Type | Curtain Wall:_CurtianWall_SKYLIGHT SCREEN | Not Defined | n/a | n/a | Construction | n/a | n/a
Adjust for Mullion Size | n/a | 1900-12-31T23:59:59 | Submitted:Submitted for Approval | Type | Curtain Wall:_CurtianWall_SKYLIGHT SCREEN | TRUE | n/a | n/a | Horizontal Grid | n/a | n/a | n/a
Layout | n/a | 1900-12-31T23:59:59 | Submitted:Submitted for Approval | Type | Curtain Wall:_CurtianWall_SKYLIGHT SCREEN | Fixed Number | n/a | n/a | Horizontal Grid | n/a | n/a
Spacing | n/a | 1900-12-31T23:59:59 | Submitted:Submitted for Approval | Type | Curtain Wall:_CurtianWall_SKYLIGHT SCREEN | 4000 | n/a | n/a | Horizontal Grid | n/a | n/a | n/a
Border 1 Type | n/a | 1900-12-31T23:59:59 | Submitted:Submitted for Approval | Type | Curtain Wall:_CurtianWall_SKYLIGHT SCREEN | Rectangular Mullion: 50 x 150mm | n/a | n/a | Horizontal Mullions | n/a | n/a
Border 2 Type | n/a | 1900-12-31T23:59:59 | Submitted:Submitted for Approval | Type | Curtain Wall:_CurtianWall_SKYLIGHT SCREEN | Rectangular Mullion: 50 x 150mm | n/a | n/a | Horizontal Mullions | n/a | n/a
Interior Type | n/a | 1900-12-31T23:59:59 | Submitted:Submitted for Approval | Type | Curtain Wall:_CurtianWall_SKYLIGHT SCREEN | Rectangular Mullion: 20 X 80mm | n/a | n/a | Horizontal Mullions | n/a | n/a
Assembly Code | n/a | 1900-12-31T23:59:59 | Submitted:Submitted for Approval | Type | Curtain Wall:_CurtianWall_SKYLIGHT SCREEN |  | n/a | n/a | Identity Data | n/a | n/a
Assembly Description | n/a | 1900-12-31T23:59:59 | Submitted:Submitted for Approval | Type | Curtain Wall:_CurtianWall_SKYLIGHT SCREEN |  | n/a | n/a | Identity Data | n/a | n/a
Keynote | n/a | 1900-12-31T23:59:59 | Submitted:Submitted for Approval | Type | Curtain Wall:_CurtianWall_SKYLIGHT SCREEN | H11 | n/a | n/a | Identity Data | n/a | n/a
Adjust for Mullion Size | n/a | 1900-12-31T23:59:59 | Submitted:Submitted for Approval | Type | Curtain Wall:_CurtianWall_SKYLIGHT SCREEN | n/a | n/a | n/a | Vertical Grid | n/a | n/a | n/a
Layout | n/a | 1900-12-31T23:59:59 | Submitted:Submitted for Approval | Type | Curtain Wall:_CurtianWall_SKYLIGHT SCREEN | Fixed Distance | n/a | n/a | Vertical Grid | n/a | n/a
Spacing | n/a | 1900-12-31T23:59:59 | Submitted:Submitted for Approval | Type | Curtain Wall:_CurtianWall_SKYLIGHT SCREEN | 1290 | n/a | n/a | Vertical Grid | n/a | n/a | n/a
Border 1 Type | n/a | 1900-12-31T23:59:59 | Submitted:Submitted for Approval | Type | Curtain Wall:_CurtianWall_SKYLIGHT SCREEN | Rectangular Mullion: 50 x 150mm | n/a | n/a | Vertical Mullions | n/a | n/a
Border 2 Type | n/a | 1900-12-31T23:59:59 | Submitted:Submitted for Approval | Type | Curtain Wall:_CurtianWall_SKYLIGHT SCREEN | Rectangular Mullion: 50 x 150mm | n/a | n/a | Vertical Mullions | n/a | n/a
Interior Type | n/a | 1900-12-31T23:59:59 | Submitted:Submitted for Approval | Type | Curtain Wall:_CurtianWall_SKYLIGHT SCREEN | Rectangular Mullion: 50 x 150mm | n/a | n/a | Vertical Mullions | n/a | n/a
Reference | n/a | 1900-12-31T23:59:59 | Submitted:Submitted for Approval | Component | Curtain Wall:_CurtianWall_SKYLIGHT SCREEN:341501 | _CurtianWall_SKYLIGHT SCREEN | n/a | n/a | Pset_CurtainWallCommon | n/a | n/a
IsExternal | n/a | 1900-12-31T23:59:59 | Submitted:Submitted for Approval | Component | Curtain Wall:_CurtianWall_SKYLIGHT SCREEN:341501 | TRUE | n/a | n/a | Pset_CurtainWallCommon | n/a | n/a | n/a
Base Constraint | n/a | 1900-12-31T23:59:59 | Submitted:Submitted for Approval | Component | Curtain Wall:_CurtianWall_SKYLIGHT SCREEN:341501 | Level: Roof Over Main Beams | n/a | n/a | Constraints | n/a | n/a
Base is Attached | n/a | 1900-12-31T23:59:59 | Submitted:Submitted for Approval | Component | Curtain Wall:_CurtianWall_SKYLIGHT SCREEN:341501 | n/a | n/a | n/a | Constraints | n/a | n/a | n/a
Base Offset | n/a | 1900-12-31T23:59:59 | Submitted:Submitted for Approval | Component | Curtain Wall:_CurtianWall_SKYLIGHT SCREEN:341501 | 130 | n/a | n/a | Constraints | n/a | n/a | n/a
Related to Mass | n/a | 1900-12-31T23:59:59 | Submitted:Submitted for Approval | Component | Curtain Wall:_CurtianWall_SKYLIGHT SCREEN:341501 | n/a | n/a | n/a | Constraints | n/a | n/a | n/a
Room Bounding | n/a | 1900-12-31T23:59:59 | Submitted:Submitted for Approval | Component | Curtain Wall:_CurtianWall_SKYLIGHT SCREEN:341501 | TRUE | n/a | n/a | Constraints | n/a | n/a | n/a
Top Constraint | n/a | 1900-12-31T23:59:59 | Submitted:Submitted for Approval | Component | Curtain Wall:_CurtianWall_SKYLIGHT SCREEN:341501 | Level: Top of Steel | n/a | n/a | Constraints | n/a | n/a
Top is Attached | n/a | 1900-12-31T23:59:59 | Submitted:Submitted for Approval | Component | Curtain Wall:_CurtianWall_SKYLIGHT SCREEN:341501 | n/a | n/a | n/a | Constraints | n/a | n/a | n/a
Top Offset | n/a | 1900-12-31T23:59:59 | Submitted:Submitted for Approval | Component | Curtain Wall:_CurtianWall_SKYLIGHT SCREEN:341501 | -330 | n/a | n/a | Constraints | n/a | n/a | n/a
Unconnected Height | n/a | 1900-12-31T23:59:59 | Submitted:Submitted for Approval | Component | Curtain Wall:_CurtianWall_SKYLIGHT SCREEN:341501 | 1115 | n/a | n/a | Constraints | n/a | n/a | n/a
Area | n/a | 1900-12-31T23:59:59 | Submitted:Submitted for Approval | Component | Curtain Wall:_CurtianWall_SKYLIGHT SCREEN:341501 | 4.3151 | n/a | n/a | Dimensions | n/a | n/a | n/a
Length | n/a | 1900-12-31T23:59:59 | Submitted:Submitted for Approval | Component | Curtain Wall:_CurtianWall_SKYLIGHT SCREEN:341501 | 3870 | n/a | n/a | Dimensions | n/a | n/a | n/a
Angle | n/a | 1900-12-31T23:59:59 | Submitted:Submitted for Approval | Component | Curtain Wall:_CurtianWall_SKYLIGHT SCREEN:341501 | 0 | n/a | n/a | Horizontal Grid | n/a | n/a | n/a
Justification | n/a | 1900-12-31T23:59:59 | Submitted:Submitted for Approval | Component | Curtain Wall:_CurtianWall_SKYLIGHT SCREEN:341501 | Beginning | n/a | n/a | Horizontal Grid | n/a | n/a
Number | n/a | 1900-12-31T23:59:59 | Submitted:Submitted for Approval | Component | Curtain Wall:_CurtianWall_SKYLIGHT SCREEN:341501 | 10 | n/a | n/a | Horizontal Grid | n/a | n/a | n/a
Offset | n/a | 1900-12-31T23:59:59 | Submitted:Submitted for Approval | Component | Curtain Wall:_CurtianWall_SKYLIGHT SCREEN:341501 | 0 | n/a | n/a | Horizontal Grid | n/a | n/a | n/a
Phase Created | n/a | 1900-12-31T23:59:59 | Submitted:Submitted for Approval | Component | Curtain Wall:_CurtianWall_SKYLIGHT SCREEN:341501 | New Construction | n/a | n/a | Phasing | n/a | n/a
Enable Analytical Model | n/a | 1900-12-31T23:59:59 | Submitted:Submitted for Approval | Component | Curtain Wall:_CurtianWall_SKYLIGHT SCREEN:341501 | n/a | n/a | n/a | Structural | n/a | n/a | n/a
Structural | n/a | 1900-12-31T23:59:59 | Submitted:Submitted for Approval | Component | Curtain Wall:_CurtianWall_SKYLIGHT SCREEN:341501 | n/a | n/a | n/a | Structural | n/a | n/a | n/a
Structural Usage | n/a | 1900-12-31T23:59:59 | Submitted:Submitted for Approval | Component | Curtain Wall:_CurtianWall_SKYLIGHT SCREEN:341501 | Non-bearing | n/a | n/a | Structural | n/a | n/a
Angle | n/a | 1900-12-31T23:59:59 | Submitted:Submitted for Approval | Component | Curtain Wall:_CurtianWall_SKYLIGHT SCREEN:341501 | 0 | n/a | n/a | Vertical Grid | n/a | n/a | n/a
Justification | n/a | 1900-12-31T23:59:59 | Submitted:Submitted for Approval | Component | Curtain Wall:_CurtianWall_SKYLIGHT SCREEN:341501 | Beginning | n/a | n/a | Vertical Grid | n/a | n/a
Number | n/a | 1900-12-31T23:59:59 | Submitted:Submitted for Approval | Component | Curtain Wall:_CurtianWall_SKYLIGHT SCREEN:341501 | 2 | n/a | n/a | Vertical Grid | n/a | n/a | n/a
Offset | n/a | 1900-12-31T23:59:59 | Submitted:Submitted for Approval | Component | Curtain Wall:_CurtianWall_SKYLIGHT SCREEN:341501 | 0 | n/a | n/a | Vertical Grid | n/a | n/a | n/a
Reference | n/a | 1900-12-31T23:59:59 | Submitted:Submitted for Approval | Component | Curtain Wall:_CurtianWall_SKYLIGHT SCREEN:341517 | _CurtianWall_SKYLIGHT SCREEN | n/a | n/a | Pset_CurtainWallCommon | n/a | n/a
IsExternal | n/a | 1900-12-31T23:59:59 | Submitted:Submitted for Approval | Component | Curtain Wall:_CurtianWall_SKYLIGHT SCREEN:341517 | TRUE | n/a | n/a | Pset_CurtainWallCommon | n/a | n/a | n/a
Base Constraint | n/a | 1900-12-31T23:59:59 | Submitted:Submitted for Approval | Component | Curtain Wall:_CurtianWall_SKYLIGHT SCREEN:341517 | Level: Roof Over Main Beams | n/a | n/a | Constraints | n/a | n/a
Base is Attached | n/a | 1900-12-31T23:59:59 | Submitted:Submitted for Approval | Component | Curtain Wall:_CurtianWall_SKYLIGHT SCREEN:341517 | n/a | n/a | n/a | Constraints | n/a | n/a | n/a
Base Offset | n/a | 1900-12-31T23:59:59 | Submitted:Submitted for Approval | Component | Curtain Wall:_CurtianWall_SKYLIGHT SCREEN:341517 | 130 | n/a | n/a | Constraints | n/a | n/a | n/a
Related to Mass | n/a | 1900-12-31T23:59:59 | Submitted:Submitted for Approval | Component | Curtain Wall:_CurtianWall_SKYLIGHT SCREEN:341517 | n/a | n/a | n/a | Constraints | n/a | n/a | n/a
Room Bounding | n/a | 1900-12-31T23:59:59 | Submitted:Submitted for Approval | Component | Curtain Wall:_CurtianWall_SKYLIGHT SCREEN:341517 | TRUE | n/a | n/a | Constraints | n/a | n/a | n/a
Top Constraint | n/a | 1900-12-31T23:59:59 | Submitted:Submitted for Approval | Component | Curtain Wall:_CurtianWall_SKYLIGHT SCREEN:341517 | Level: Top of Steel | n/a | n/a | Constraints | n/a | n/a
Top is Attached | n/a | 1900-12-31T23:59:59 | Submitted:Submitted for Approval | Component | Curtain Wall:_CurtianWall_SKYLIGHT SCREEN:341517 | n/a | n/a | n/a | Constraints | n/a | n/a | n/a
Top Offset | n/a | 1900-12-31T23:59:59 | Submitted:Submitted for Approval | Component | Curtain Wall:_CurtianWall_SKYLIGHT SCREEN:341517 | -330 | n/a | n/a | Constraints | n/a | n/a | n/a
Unconnected Height | n/a | 1900-12-31T23:59:59 | Submitted:Submitted for Approval | Component | Curtain Wall:_CurtianWall_SKYLIGHT SCREEN:341517 | 1115 | n/a | n/a | Constraints | n/a | n/a | n/a
Area | n/a | 1900-12-31T23:59:59 | Submitted:Submitted for Approval | Component | Curtain Wall:_CurtianWall_SKYLIGHT SCREEN:341517 | 6.467 | n/a | n/a | Dimensions | n/a | n/a | n/a
Length | n/a | 1900-12-31T23:59:59 | Submitted:Submitted for Approval | Component | Curtain Wall:_CurtianWall_SKYLIGHT SCREEN:341517 | 5800 | n/a | n/a | Dimensions | n/a | n/a | n/a
Angle | n/a | 1900-12-31T23:59:59 | Submitted:Submitted for Approval | Component | Curtain Wall:_CurtianWall_SKYLIGHT SCREEN:341517 | 0 | n/a | n/a | Horizontal Grid | n/a | n/a | n/a
Justification | n/a | 1900-12-31T23:59:59 | Submitted:Submitted for Approval | Component | Curtain Wall:_CurtianWall_SKYLIGHT SCREEN:341517 | Beginning | n/a | n/a | Horizontal Grid | n/a | n/a
Number | n/a | 1900-12-31T23:59:59 | Submitted:Submitted for Approval | Component | Curtain Wall:_CurtianWall_SKYLIGHT SCREEN:341517 | 10 | n/a | n/a | Horizontal Grid | n/a | n/a | n/a
Offset | n/a | 1900-12-31T23:59:59 | Submitted:Submitted for Approval | Component | Curtain Wall:_CurtianWall_SKYLIGHT SCREEN:341517 | 0 | n/a | n/a | Horizontal Grid | n/a | n/a | n/a
Phase Created | n/a | 1900-12-31T23:59:59 | Submitted:Submitted for Approval | Component | Curtain Wall:_CurtianWall_SKYLIGHT SCREEN:341517 | New Construction | n/a | n/a | Phasing | n/a | n/a
Enable Analytical Model | n/a | 1900-12-31T23:59:59 | Submitted:Submitted for Approval | Component | Curtain Wall:_CurtianWall_SKYLIGHT SCREEN:341517 | n/a | n/a | n/a | Structural | n/a | n/a | n/a
Structural | n/a | 1900-12-31T23:59:59 | Submitted:Submitted for Approval | Component | Curtain Wall:_CurtianWall_SKYLIGHT SCREEN:341517 | n/a | n/a | n/a | Structural | n/a | n/a | n/a
Structural Usage | n/a | 1900-12-31T23:59:59 | Submitted:Submitted for Approval | Component | Curtain Wall:_CurtianWall_SKYLIGHT SCREEN:341517 | Non-bearing | n/a | n/a | Structural | n/a | n/a
Angle | n/a | 1900-12-31T23:59:59 | Submitted:Submitted for Approval | Component | Curtain Wall:_CurtianWall_SKYLIGHT SCREEN:341517 | 0 | n/a | n/a | Vertical Grid | n/a | n/a | n/a
Justification | n/a | 1900-12-31T23:59:59 | Submitted:Submitted for Approval | Component | Curtain Wall:_CurtianWall_SKYLIGHT SCREEN:341517 | Center | n/a | n/a | Vertical Grid | n/a | n/a
Number | n/a | 1900-12-31T23:59:59 | Submitted:Submitted for Approval | Component | Curtain Wall:_CurtianWall_SKYLIGHT SCREEN:341517 | 5 | n/a | n/a | Vertical Grid | n/a | n/a | n/a
Offset | n/a | 1900-12-31T23:59:59 | Submitted:Submitted for Approval | Component | Curtain Wall:_CurtianWall_SKYLIGHT SCREEN:341517 | 0 | n/a | n/a | Vertical Grid | n/a | n/a | n/a
Reference | n/a | 1900-12-31T23:59:59 | Submitted:Submitted for Approval | Component | Curtain Wall:_CurtianWall_SKYLIGHT SCREEN:341548 | _CurtianWall_SKYLIGHT SCREEN | n/a | n/a | Pset_CurtainWallCommon | n/a | n/a
IsExternal | n/a | 1900-12-31T23:59:59 | Submitted:Submitted for Approval | Component | Curtain Wall:_CurtianWall_SKYLIGHT SCREEN:341548 | TRUE | n/a | n/a | Pset_CurtainWallCommon | n/a | n/a | n/a
Base Constraint | n/a | 1900-12-31T23:59:59 | Submitted:Submitted for Approval | Component | Curtain Wall:_CurtianWall_SKYLIGHT SCREEN:341548 | Level: Roof Over Main Beams | n/a | n/a | Constraints | n/a | n/a
Base is Attached | n/a | 1900-12-31T23:59:59 | Submitted:Submitted for Approval | Component | Curtain Wall:_CurtianWall_SKYLIGHT SCREEN:341548 | n/a | n/a | n/a | Constraints | n/a | n/a | n/a
Base Offset | n/a | 1900-12-31T23:59:59 | Submitted:Submitted for Approval | Component | Curtain Wall:_CurtianWall_SKYLIGHT SCREEN:341548 | 130 | n/a | n/a | Constraints | n/a | n/a | n/a
Related to Mass | n/a | 1900-12-31T23:59:59 | Submitted:Submitted for Approval | Component | Curtain Wall:_CurtianWall_SKYLIGHT SCREEN:341548 | n/a | n/a | n/a | Constraints | n/a | n/a | n/a
Room Bounding | n/a | 1900-12-31T23:59:59 | Submitted:Submitted for Approval | Component | Curtain Wall:_CurtianWall_SKYLIGHT SCREEN:341548 | TRUE | n/a | n/a | Constraints | n/a | n/a | n/a
Top Constraint | n/a | 1900-12-31T23:59:59 | Submitted:Submitted for Approval | Component | Curtain Wall:_CurtianWall_SKYLIGHT SCREEN:341548 | Level: Top of Steel | n/a | n/a | Constraints | n/a | n/a
Top is Attached | n/a | 1900-12-31T23:59:59 | Submitted:Submitted for Approval | Component | Curtain Wall:_CurtianWall_SKYLIGHT SCREEN:341548 | n/a | n/a | n/a | Constraints | n/a | n/a | n/a
Top Offset | n/a | 1900-12-31T23:59:59 | Submitted:Submitted for Approval | Component | Curtain Wall:_CurtianWall_SKYLIGHT SCREEN:341548 | -330 | n/a | n/a | Constraints | n/a | n/a | n/a
Unconnected Height | n/a | 1900-12-31T23:59:59 | Submitted:Submitted for Approval | Component | Curtain Wall:_CurtianWall_SKYLIGHT SCREEN:341548 | 1115 | n/a | n/a | Constraints | n/a | n/a | n/a
Area | n/a | 1900-12-31T23:59:59 | Submitted:Submitted for Approval | Component | Curtain Wall:_CurtianWall_SKYLIGHT SCREEN:341548 | 6.467 | n/a | n/a | Dimensions | n/a | n/a | n/a
Length | n/a | 1900-12-31T23:59:59 | Submitted:Submitted for Approval | Component | Curtain Wall:_CurtianWall_SKYLIGHT SCREEN:341548 | 5800 | n/a | n/a | Dimensions | n/a | n/a | n/a
Angle | n/a | 1900-12-31T23:59:59 | Submitted:Submitted for Approval | Component | Curtain Wall:_CurtianWall_SKYLIGHT SCREEN:341548 | 0 | n/a | n/a | Horizontal Grid | n/a | n/a | n/a
Justification | n/a | 1900-12-31T23:59:59 | Submitted:Submitted for Approval | Component | Curtain Wall:_CurtianWall_SKYLIGHT SCREEN:341548 | Beginning | n/a | n/a | Horizontal Grid | n/a | n/a
Number | n/a | 1900-12-31T23:59:59 | Submitted:Submitted for Approval | Component | Curtain Wall:_CurtianWall_SKYLIGHT SCREEN:341548 | 10 | n/a | n/a | Horizontal Grid | n/a | n/a | n/a
Offset | n/a | 1900-12-31T23:59:59 | Submitted:Submitted for Approval | Component | Curtain Wall:_CurtianWall_SKYLIGHT SCREEN:341548 | 0 | n/a | n/a | Horizontal Grid | n/a | n/a | n/a
Phase Created | n/a | 1900-12-31T23:59:59 | Submitted:Submitted for Approval | Component | Curtain Wall:_CurtianWall_SKYLIGHT SCREEN:341548 | New Construction | n/a | n/a | Phasing | n/a | n/a
Enable Analytical Model | n/a | 1900-12-31T23:59:59 | Submitted:Submitted for Approval | Component | Curtain Wall:_CurtianWall_SKYLIGHT SCREEN:341548 | n/a | n/a | n/a | Structural | n/a | n/a | n/a
Structural | n/a | 1900-12-31T23:59:59 | Submitted:Submitted for Approval | Component | Curtain Wall:_CurtianWall_SKYLIGHT SCREEN:341548 | n/a | n/a | n/a | Structural | n/a | n/a | n/a
Structural Usage | n/a | 1900-12-31T23:59:59 | Submitted:Submitted for Approval | Component | Curtain Wall:_CurtianWall_SKYLIGHT SCREEN:341548 | Non-bearing | n/a | n/a | Structural | n/a | n/a
Angle | n/a | 1900-12-31T23:59:59 | Submitted:Submitted for Approval | Component | Curtain Wall:_CurtianWall_SKYLIGHT SCREEN:341548 | 0 | n/a | n/a | Vertical Grid | n/a | n/a | n/a
Justification | n/a | 1900-12-31T23:59:59 | Submitted:Submitted for Approval | Component | Curtain Wall:_CurtianWall_SKYLIGHT SCREEN:341548 | Center | n/a | n/a | Vertical Grid | n/a | n/a
Number | n/a | 1900-12-31T23:59:59 | Submitted:Submitted for Approval | Component | Curtain Wall:_CurtianWall_SKYLIGHT SCREEN:341548 | 5 | n/a | n/a | Vertical Grid | n/a | n/a | n/a
Offset | n/a | 1900-12-31T23:59:59 | Submitted:Submitted for Approval | Component | Curtain Wall:_CurtianWall_SKYLIGHT SCREEN:341548 | 0 | n/a | n/a | Vertical Grid | n/a | n/a | n/a
Reference | n/a | 1900-12-31T23:59:59 | Submitted:Submitted for Approval | Component | Curtain Wall:_CurtianWall_SKYLIGHT SCREEN:341579 | _CurtianWall_SKYLIGHT SCREEN | n/a | n/a | Pset_CurtainWallCommon | n/a | n/a
IsExternal | n/a | 1900-12-31T23:59:59 | Submitted:Submitted for Approval | Component | Curtain Wall:_CurtianWall_SKYLIGHT SCREEN:341579 | TRUE | n/a | n/a | Pset_CurtainWallCommon | n/a | n/a | n/a
Base Constraint | n/a | 1900-12-31T23:59:59 | Submitted:Submitted for Approval | Component | Curtain Wall:_CurtianWall_SKYLIGHT SCREEN:341579 | Level: Roof Over Main Beams | n/a | n/a | Constraints | n/a | n/a
Base is Attached | n/a | 1900-12-31T23:59:59 | Submitted:Submitted for Approval | Component | Curtain Wall:_CurtianWall_SKYLIGHT SCREEN:341579 | n/a | n/a | n/a | Constraints | n/a | n/a | n/a
Base Offset | n/a | 1900-12-31T23:59:59 | Submitted:Submitted for Approval | Component | Curtain Wall:_CurtianWall_SKYLIGHT SCREEN:341579 | 130 | n/a | n/a | Constraints | n/a | n/a | n/a
Related to Mass | n/a | 1900-12-31T23:59:59 | Submitted:Submitted for Approval | Component | Curtain Wall:_CurtianWall_SKYLIGHT SCREEN:341579 | n/a | n/a | n/a | Constraints | n/a | n/a | n/a
Room Bounding | n/a | 1900-12-31T23:59:59 | Submitted:Submitted for Approval | Component | Curtain Wall:_CurtianWall_SKYLIGHT SCREEN:341579 | TRUE | n/a | n/a | Constraints | n/a | n/a | n/a
Top Constraint | n/a | 1900-12-31T23:59:59 | Submitted:Submitted for Approval | Component | Curtain Wall:_CurtianWall_SKYLIGHT SCREEN:341579 | Level: Top of Steel | n/a | n/a | Constraints | n/a | n/a
Top is Attached | n/a | 1900-12-31T23:59:59 | Submitted:Submitted for Approval | Component | Curtain Wall:_CurtianWall_SKYLIGHT SCREEN:341579 | n/a | n/a | n/a | Constraints | n/a | n/a | n/a
Top Offset | n/a | 1900-12-31T23:59:59 | Submitted:Submitted for Approval | Component | Curtain Wall:_CurtianWall_SKYLIGHT SCREEN:341579 | -330 | n/a | n/a | Constraints | n/a | n/a | n/a
Unconnected Height | n/a | 1900-12-31T23:59:59 | Submitted:Submitted for Approval | Component | Curtain Wall:_CurtianWall_SKYLIGHT SCREEN:341579 | 1115 | n/a | n/a | Constraints | n/a | n/a | n/a
Area | n/a | 1900-12-31T23:59:59 | Submitted:Submitted for Approval | Component | Curtain Wall:_CurtianWall_SKYLIGHT SCREEN:341579 | 6.467 | n/a | n/a | Dimensions | n/a | n/a | n/a
Length | n/a | 1900-12-31T23:59:59 | Submitted:Submitted for Approval | Component | Curtain Wall:_CurtianWall_SKYLIGHT SCREEN:341579 | 5800 | n/a | n/a | Dimensions | n/a | n/a | n/a
Angle | n/a | 1900-12-31T23:59:59 | Submitted:Submitted for Approval | Component | Curtain Wall:_CurtianWall_SKYLIGHT SCREEN:341579 | 0 | n/a | n/a | Horizontal Grid | n/a | n/a | n/a
Justification | n/a | 1900-12-31T23:59:59 | Submitted:Submitted for Approval | Component | Curtain Wall:_CurtianWall_SKYLIGHT SCREEN:341579 | Beginning | n/a | n/a | Horizontal Grid | n/a | n/a
Number | n/a | 1900-12-31T23:59:59 | Submitted:Submitted for Approval | Component | Curtain Wall:_CurtianWall_SKYLIGHT SCREEN:341579 | 10 | n/a | n/a | Horizontal Grid | n/a | n/a | n/a
Offset | n/a | 1900-12-31T23:59:59 | Submitted:Submitted for Approval | Component | Curtain Wall:_CurtianWall_SKYLIGHT SCREEN:341579 | 0 | n/a | n/a | Horizontal Grid | n/a | n/a | n/a
Phase Created | n/a | 1900-12-31T23:59:59 | Submitted:Submitted for Approval | Component | Curtain Wall:_CurtianWall_SKYLIGHT SCREEN:341579 | New Construction | n/a | n/a | Phasing | n/a | n/a
Enable Analytical Model | n/a | 1900-12-31T23:59:59 | Submitted:Submitted for Approval | Component | Curtain Wall:_CurtianWall_SKYLIGHT SCREEN:341579 | n/a | n/a | n/a | Structural | n/a | n/a | n/a
Structural | n/a | 1900-12-31T23:59:59 | Submitted:Submitted for Approval | Component | Curtain Wall:_CurtianWall_SKYLIGHT SCREEN:341579 | n/a | n/a | n/a | Structural | n/a | n/a | n/a
Structural Usage | n/a | 1900-12-31T23:59:59 | Submitted:Submitted for Approval | Component | Curtain Wall:_CurtianWall_SKYLIGHT SCREEN:341579 | Non-bearing | n/a | n/a | Structural | n/a | n/a
Angle | n/a | 1900-12-31T23:59:59 | Submitted:Submitted for Approval | Component | Curtain Wall:_CurtianWall_SKYLIGHT SCREEN:341579 | 0 | n/a | n/a | Vertical Grid | n/a | n/a | n/a
Justification | n/a | 1900-12-31T23:59:59 | Submitted:Submitted for Approval | Component | Curtain Wall:_CurtianWall_SKYLIGHT SCREEN:341579 | Center | n/a | n/a | Vertical Grid | n/a | n/a
Number | n/a | 1900-12-31T23:59:59 | Submitted:Submitted for Approval | Component | Curtain Wall:_CurtianWall_SKYLIGHT SCREEN:341579 | 5 | n/a | n/a | Vertical Grid | n/a | n/a | n/a
Offset | n/a | 1900-12-31T23:59:59 | Submitted:Submitted for Approval | Component | Curtain Wall:_CurtianWall_SKYLIGHT SCREEN:341579 | 0 | n/a | n/a | Vertical Grid | n/a | n/a | n/a
Reference | n/a | 1900-12-31T23:59:59 | Submitted:Submitted for Approval | Component | Curtain Wall:_CurtianWall_SKYLIGHT SCREEN:341610 | _CurtianWall_SKYLIGHT SCREEN | n/a | n/a | Pset_CurtainWallCommon | n/a | n/a
IsExternal | n/a | 1900-12-31T23:59:59 | Submitted:Submitted for Approval | Component | Curtain Wall:_CurtianWall_SKYLIGHT SCREEN:341610 | TRUE | n/a | n/a | Pset_CurtainWallCommon | n/a | n/a | n/a
Base Constraint | n/a | 1900-12-31T23:59:59 | Submitted:Submitted for Approval | Component | Curtain Wall:_CurtianWall_SKYLIGHT SCREEN:341610 | Level: Roof Over Main Beams | n/a | n/a | Constraints | n/a | n/a
Base is Attached | n/a | 1900-12-31T23:59:59 | Submitted:Submitted for Approval | Component | Curtain Wall:_CurtianWall_SKYLIGHT SCREEN:341610 | n/a | n/a | n/a | Constraints | n/a | n/a | n/a
Base Offset | n/a | 1900-12-31T23:59:59 | Submitted:Submitted for Approval | Component | Curtain Wall:_CurtianWall_SKYLIGHT SCREEN:341610 | 130 | n/a | n/a | Constraints | n/a | n/a | n/a
Related to Mass | n/a | 1900-12-31T23:59:59 | Submitted:Submitted for Approval | Component | Curtain Wall:_CurtianWall_SKYLIGHT SCREEN:341610 | n/a | n/a | n/a | Constraints | n/a | n/a | n/a
Room Bounding | n/a | 1900-12-31T23:59:59 | Submitted:Submitted for Approval | Component | Curtain Wall:_CurtianWall_SKYLIGHT SCREEN:341610 | TRUE | n/a | n/a | Constraints | n/a | n/a | n/a
Top Constraint | n/a | 1900-12-31T23:59:59 | Submitted:Submitted for Approval | Component | Curtain Wall:_CurtianWall_SKYLIGHT SCREEN:341610 | Level: Top of Steel | n/a | n/a | Constraints | n/a | n/a
Top is Attached | n/a | 1900-12-31T23:59:59 | Submitted:Submitted for Approval | Component | Curtain Wall:_CurtianWall_SKYLIGHT SCREEN:341610 | n/a | n/a | n/a | Constraints | n/a | n/a | n/a
Top Offset | n/a | 1900-12-31T23:59:59 | Submitted:Submitted for Approval | Component | Curtain Wall:_CurtianWall_SKYLIGHT SCREEN:341610 | -330 | n/a | n/a | Constraints | n/a | n/a | n/a
Unconnected Height | n/a | 1900-12-31T23:59:59 | Submitted:Submitted for Approval | Component | Curtain Wall:_CurtianWall_SKYLIGHT SCREEN:341610 | 1115 | n/a | n/a | Constraints | n/a | n/a | n/a
Area | n/a | 1900-12-31T23:59:59 | Submitted:Submitted for Approval | Component | Curtain Wall:_CurtianWall_SKYLIGHT SCREEN:341610 | 4.683 | n/a | n/a | Dimensions | n/a | n/a | n/a
Length | n/a | 1900-12-31T23:59:59 | Submitted:Submitted for Approval | Component | Curtain Wall:_CurtianWall_SKYLIGHT SCREEN:341610 | 4200 | n/a | n/a | Dimensions | n/a | n/a | n/a
Angle | n/a | 1900-12-31T23:59:59 | Submitted:Submitted for Approval | Component | Curtain Wall:_CurtianWall_SKYLIGHT SCREEN:341610 | 0 | n/a | n/a | Horizontal Grid | n/a | n/a | n/a
Justification | n/a | 1900-12-31T23:59:59 | Submitted:Submitted for Approval | Component | Curtain Wall:_CurtianWall_SKYLIGHT SCREEN:341610 | Beginning | n/a | n/a | Horizontal Grid | n/a | n/a
Number | n/a | 1900-12-31T23:59:59 | Submitted:Submitted for Approval | Component | Curtain Wall:_CurtianWall_SKYLIGHT SCREEN:341610 | 10 | n/a | n/a | Horizontal Grid | n/a | n/a | n/a
Offset | n/a | 1900-12-31T23:59:59 | Submitted:Submitted for Approval | Component | Curtain Wall:_CurtianWall_SKYLIGHT SCREEN:341610 | 0 | n/a | n/a | Horizontal Grid | n/a | n/a | n/a
Phase Created | n/a | 1900-12-31T23:59:59 | Submitted:Submitted for Approval | Component | Curtain Wall:_CurtianWall_SKYLIGHT SCREEN:341610 | New Construction | n/a | n/a | Phasing | n/a | n/a
Enable Analytical Model | n/a | 1900-12-31T23:59:59 | Submitted:Submitted for Approval | Component | Curtain Wall:_CurtianWall_SKYLIGHT SCREEN:341610 | n/a | n/a | n/a | Structural | n/a | n/a | n/a
Structural | n/a | 1900-12-31T23:59:59 | Submitted:Submitted for Approval | Component | Curtain Wall:_CurtianWall_SKYLIGHT SCREEN:341610 | n/a | n/a | n/a | Structural | n/a | n/a | n/a
Structural Usage | n/a | 1900-12-31T23:59:59 | Submitted:Submitted for Approval | Component | Curtain Wall:_CurtianWall_SKYLIGHT SCREEN:341610 | Non-bearing | n/a | n/a | Structural | n/a | n/a
Angle | n/a | 1900-12-31T23:59:59 | Submitted:Submitted for Approval | Component | Curtain Wall:_CurtianWall_SKYLIGHT SCREEN:341610 | 0 | n/a | n/a | Vertical Grid | n/a | n/a | n/a
Justification | n/a | 1900-12-31T23:59:59 | Submitted:Submitted for Approval | Component | Curtain Wall:_CurtianWall_SKYLIGHT SCREEN:341610 | Center | n/a | n/a | Vertical Grid | n/a | n/a
Number | n/a | 1900-12-31T23:59:59 | Submitted:Submitted for Approval | Component | Curtain Wall:_CurtianWall_SKYLIGHT SCREEN:341610 | 3 | n/a | n/a | Vertical Grid | n/a | n/a | n/a
Offset | n/a | 1900-12-31T23:59:59 | Submitted:Submitted for Approval | Component | Curtain Wall:_CurtianWall_SKYLIGHT SCREEN:341610 | 0 | n/a | n/a | Vertical Grid | n/a | n/a | n/a
Absorptance | n/a | 1900-12-31T23:59:59 | Submitted:Submitted for Approval | Type | Basic Wall:Concrete_140mm | 0.1 | n/a | n/a | Analytical Properties | n/a | n/a | n/a
Roughness | n/a | 1900-12-31T23:59:59 | Submitted:Submitted for Approval | Type | Basic Wall:Concrete_140mm | 1 | n/a | n/a | Analytical Properties | n/a | n/a | n/a
Function | n/a | 1900-12-31T23:59:59 | Submitted:Submitted for Approval | Type | Basic Wall:Concrete_140mm | Exterior | n/a | n/a | Construction | n/a | n/a
Width | n/a | 1900-12-31T23:59:59 | Submitted:Submitted for Approval | Type | Basic Wall:Concrete_140mm | 140 | n/a | n/a | Construction | n/a | n/a | n/a
Wrapping at Ends | n/a | 1900-12-31T23:59:59 | Submitted:Submitted for Approval | Type | Basic Wall:Concrete_140mm | None | n/a | n/a | Construction | n/a | n/a
Wrapping at Inserts | n/a | 1900-12-31T23:59:59 | Submitted:Submitted for Approval | Type | Basic Wall:Concrete_140mm | Do not wrap | n/a | n/a | Construction | n/a | n/a
Coarse Scale Fill Color | n/a | 1900-12-31T23:59:59 | Submitted:Submitted for Approval | Type | Basic Wall:Concrete_140mm | 0 | n/a | n/a | Graphics | n/a | n/a | n/a
Coarse Scale Fill Pattern | n/a | 1900-12-31T23:59:59 | Submitted:Submitted for Approval | Type | Basic Wall:Concrete_140mm | Solid fill | n/a | n/a | Graphics | n/a | n/a
Assembly Code | n/a | 1900-12-31T23:59:59 | Submitted:Submitted for Approval | Type | Basic Wall:Concrete_140mm |  | n/a | n/a | Identity Data | n/a | n/a
Assembly Description | n/a | 1900-12-31T23:59:59 | Submitted:Submitted for Approval | Type | Basic Wall:Concrete_140mm |  | n/a | n/a | Identity Data | n/a | n/a
Keynote | n/a | 1900-12-31T23:59:59 | Submitted:Submitted for Approval | Type | Basic Wall:Concrete_140mm |  | n/a | n/a | Identity Data | n/a | n/a
Structural Material | n/a | 1900-12-31T23:59:59 | Submitted:Submitted for Approval | Type | Basic Wall:Concrete_140mm | Concrete - Cast In Situ | n/a | n/a | Materials and Finishes | n/a | n/a
Base Constraint | n/a | 1900-12-31T23:59:59 | Submitted:Submitted for Approval | Component | Basic Wall:Concrete_140mm:344393 | Level: Lower Roof - Slab Level | n/a | n/a | Constraints | n/a | n/a
Base Extension Distance | n/a | 1900-12-31T23:59:59 | Submitted:Submitted for Approval | Component | Basic Wall:Concrete_140mm:344393 | 0 | n/a | n/a | Constraints | n/a | n/a | n/a
Base is Attached | n/a | 1900-12-31T23:59:59 | Submitted:Submitted for Approval | Component | Basic Wall:Concrete_140mm:344393 | n/a | n/a | n/a | Constraints | n/a | n/a | n/a
Base Offset | n/a | 1900-12-31T23:59:59 | Submitted:Submitted for Approval | Component | Basic Wall:Concrete_140mm:344393 | 0 | n/a | n/a | Constraints | n/a | n/a | n/a
Location Line | n/a | 1900-12-31T23:59:59 | Submitted:Submitted for Approval | Component | Basic Wall:Concrete_140mm:344393 | Wall Centerline | n/a | n/a | Constraints | n/a | n/a
Related to Mass | n/a | 1900-12-31T23:59:59 | Submitted:Submitted for Approval | Component | Basic Wall:Concrete_140mm:344393 | n/a | n/a | n/a | Constraints | n/a | n/a | n/a
Room Bounding | n/a | 1900-12-31T23:59:59 | Submitted:Submitted for Approval | Component | Basic Wall:Concrete_140mm:344393 | TRUE | n/a | n/a | Constraints | n/a | n/a | n/a
Top Constraint | n/a | 1900-12-31T23:59:59 | Submitted:Submitted for Approval | Component | Basic Wall:Concrete_140mm:344393 | Level: Roof Over Main Beams | n/a | n/a | Constraints | n/a | n/a
Top Extension Distance | n/a | 1900-12-31T23:59:59 | Submitted:Submitted for Approval | Component | Basic Wall:Concrete_140mm:344393 | 0 | n/a | n/a | Constraints | n/a | n/a | n/a
Top is Attached | n/a | 1900-12-31T23:59:59 | Submitted:Submitted for Approval | Component | Basic Wall:Concrete_140mm:344393 | n/a | n/a | n/a | Constraints | n/a | n/a | n/a
Top Offset | n/a | 1900-12-31T23:59:59 | Submitted:Submitted for Approval | Component | Basic Wall:Concrete_140mm:344393 | -570 | n/a | n/a | Constraints | n/a | n/a | n/a
Unconnected Height | n/a | 1900-12-31T23:59:59 | Submitted:Submitted for Approval | Component | Basic Wall:Concrete_140mm:344393 | 230 | n/a | n/a | Constraints | n/a | n/a | n/a
Area | n/a | 1900-12-31T23:59:59 | Submitted:Submitted for Approval | Component | Basic Wall:Concrete_140mm:344393 | 6.0421 | n/a | n/a | Dimensions | n/a | n/a | n/a
Length | n/a | 1900-12-31T23:59:59 | Submitted:Submitted for Approval | Component | Basic Wall:Concrete_140mm:344393 | 26645 | n/a | n/a | Dimensions | n/a | n/a | n/a
Volume | n/a | 1900-12-31T23:59:59 | Submitted:Submitted for Approval | Component | Basic Wall:Concrete_140mm:344393 | 0.84589 | n/a | n/a | Dimensions | n/a | n/a | n/a
Phase Created | n/a | 1900-12-31T23:59:59 | Submitted:Submitted for Approval | Component | Basic Wall:Concrete_140mm:344393 | New Construction | n/a | n/a | Phasing | n/a | n/a
Enable Analytical Model | n/a | 1900-12-31T23:59:59 | Submitted:Submitted for Approval | Component | Basic Wall:Concrete_140mm:344393 | n/a | n/a | n/a | Structural | n/a | n/a | n/a
Structural | n/a | 1900-12-31T23:59:59 | Submitted:Submitted for Approval | Component | Basic Wall:Concrete_140mm:344393 | n/a | n/a | n/a | Structural | n/a | n/a | n/a
Structural Usage | n/a | 1900-12-31T23:59:59 | Submitted:Submitted for Approval | Component | Basic Wall:Concrete_140mm:344393 | Non-bearing | n/a | n/a | Structural | n/a | n/a
Reference | n/a | 1900-12-31T23:59:59 | Submitted:Submitted for Approval | Component | Basic Wall:Concrete_140mm:344393 | Concrete_140mm | n/a | n/a | Pset_WallCommon | n/a | n/a
LoadBearing | n/a | 1900-12-31T23:59:59 | Submitted:Submitted for Approval | Component | Basic Wall:Concrete_140mm:344393 | n/a | n/a | n/a | Pset_WallCommon | n/a | n/a | n/a
ExtendToStructure | n/a | 1900-12-31T23:59:59 | Submitted:Submitted for Approval | Component | Basic Wall:Concrete_140mm:344393 | n/a | n/a | n/a | Pset_WallCommon | n/a | n/a | n/a
IsExternal | n/a | 1900-12-31T23:59:59 | Submitted:Submitted for Approval | Component | Basic Wall:Concrete_140mm:344393 | TRUE | n/a | n/a | Pset_WallCommon | n/a | n/a | n/a
Depth | n/a | 1900-12-31T23:59:59 | Submitted:Submitted for Approval | Type | Column_Surround | 600 | n/a | n/a | Dimensions | n/a | n/a | n/a
Width | n/a | 1900-12-31T23:59:59 | Submitted:Submitted for Approval | Type | Column_Surround | 600 | n/a | n/a | Dimensions | n/a | n/a | n/a
Coarse Scale Fill Color | n/a | 1900-12-31T23:59:59 | Submitted:Submitted for Approval | Type | Column_Surround | 0 | n/a | n/a | Graphics | n/a | n/a | n/a
Assembly Code | n/a | 1900-12-31T23:59:59 | Submitted:Submitted for Approval | Type | Column_Surround |  | n/a | n/a | Identity Data | n/a | n/a
Assembly Description | n/a | 1900-12-31T23:59:59 | Submitted:Submitted for Approval | Type | Column_Surround |  | n/a | n/a | Identity Data | n/a | n/a
OmniClass Number | n/a | 1900-12-31T23:59:59 | Submitted:Submitted for Approval | Type | Column_Surround | 23.25.30.11.14.11 | n/a | n/a | Identity Data | n/a | n/a
OmniClass Title | n/a | 1900-12-31T23:59:59 | Submitted:Submitted for Approval | Type | Column_Surround | Columns | n/a | n/a | Identity Data | n/a | n/a
Reference | n/a | 1900-12-31T23:59:59 | Submitted:Submitted for Approval | Component | Column_Surround:Column_Surround:346866 | Column_Surround | n/a | n/a | Pset_ColumnCommon | n/a | n/a
LoadBearing | n/a | 1900-12-31T23:59:59 | Submitted:Submitted for Approval | Component | Column_Surround:Column_Surround:346866 | n/a | n/a | n/a | Pset_ColumnCommon | n/a | n/a | n/a
IsExternal | n/a | 1900-12-31T23:59:59 | Submitted:Submitted for Approval | Component | Column_Surround:Column_Surround:346866 | n/a | n/a | n/a | Pset_ColumnCommon | n/a | n/a | n/a
Base Level | n/a | 1900-12-31T23:59:59 | Submitted:Submitted for Approval | Component | Column_Surround:Column_Surround:346866 | Level: Ground Floor | n/a | n/a | Constraints | n/a | n/a
Base Offset | n/a | 1900-12-31T23:59:59 | Submitted:Submitted for Approval | Component | Column_Surround:Column_Surround:346866 | 0 | n/a | n/a | Constraints | n/a | n/a | n/a
Moves With Grids | n/a | 1900-12-31T23:59:59 | Submitted:Submitted for Approval | Component | Column_Surround:Column_Surround:346866 | TRUE | n/a | n/a | Constraints | n/a | n/a | n/a
Room Bounding | n/a | 1900-12-31T23:59:59 | Submitted:Submitted for Approval | Component | Column_Surround:Column_Surround:346866 | TRUE | n/a | n/a | Constraints | n/a | n/a | n/a
Top Level | n/a | 1900-12-31T23:59:59 | Submitted:Submitted for Approval | Component | Column_Surround:Column_Surround:346866 | Level: Ground Floor | n/a | n/a | Constraints | n/a | n/a
Top Offset | n/a | 1900-12-31T23:59:59 | Submitted:Submitted for Approval | Component | Column_Surround:Column_Surround:346866 | 3200 | n/a | n/a | Constraints | n/a | n/a | n/a
Phase Created | n/a | 1900-12-31T23:59:59 | Submitted:Submitted for Approval | Component | Column_Surround:Column_Surround:346866 | New Construction | n/a | n/a | Phasing | n/a | n/a
Depth | n/a | 1900-12-31T23:59:59 | Submitted:Submitted for Approval | Type | Column_Surround | 600 | n/a | n/a | Dimensions | n/a | n/a | n/a
Width | n/a | 1900-12-31T23:59:59 | Submitted:Submitted for Approval | Type | Column_Surround | 600 | n/a | n/a | Dimensions | n/a | n/a | n/a
Coarse Scale Fill Color | n/a | 1900-12-31T23:59:59 | Submitted:Submitted for Approval | Type | Column_Surround | 0 | n/a | n/a | Graphics | n/a | n/a | n/a
Assembly Code | n/a | 1900-12-31T23:59:59 | Submitted:Submitted for Approval | Type | Column_Surround |  | n/a | n/a | Identity Data | n/a | n/a
Assembly Description | n/a | 1900-12-31T23:59:59 | Submitted:Submitted for Approval | Type | Column_Surround |  | n/a | n/a | Identity Data | n/a | n/a
OmniClass Number | n/a | 1900-12-31T23:59:59 | Submitted:Submitted for Approval | Type | Column_Surround | 23.25.30.11.14.11 | n/a | n/a | Identity Data | n/a | n/a
OmniClass Title | n/a | 1900-12-31T23:59:59 | Submitted:Submitted for Approval | Type | Column_Surround | Columns | n/a | n/a | Identity Data | n/a | n/a
Reference | n/a | 1900-12-31T23:59:59 | Submitted:Submitted for Approval | Component | Column_Surround:Column_Surround:346958 | Column_Surround | n/a | n/a | Pset_ColumnCommon | n/a | n/a
LoadBearing | n/a | 1900-12-31T23:59:59 | Submitted:Submitted for Approval | Component | Column_Surround:Column_Surround:346958 | n/a | n/a | n/a | Pset_ColumnCommon | n/a | n/a | n/a
IsExternal | n/a | 1900-12-31T23:59:59 | Submitted:Submitted for Approval | Component | Column_Surround:Column_Surround:346958 | n/a | n/a | n/a | Pset_ColumnCommon | n/a | n/a | n/a
Base Level | n/a | 1900-12-31T23:59:59 | Submitted:Submitted for Approval | Component | Column_Surround:Column_Surround:346958 | Level: Ground Floor | n/a | n/a | Constraints | n/a | n/a
Base Offset | n/a | 1900-12-31T23:59:59 | Submitted:Submitted for Approval | Component | Column_Surround:Column_Surround:346958 | 0 | n/a | n/a | Constraints | n/a | n/a | n/a
Moves With Grids | n/a | 1900-12-31T23:59:59 | Submitted:Submitted for Approval | Component | Column_Surround:Column_Surround:346958 | TRUE | n/a | n/a | Constraints | n/a | n/a | n/a
Room Bounding | n/a | 1900-12-31T23:59:59 | Submitted:Submitted for Approval | Component | Column_Surround:Column_Surround:346958 | TRUE | n/a | n/a | Constraints | n/a | n/a | n/a
Top Level | n/a | 1900-12-31T23:59:59 | Submitted:Submitted for Approval | Component | Column_Surround:Column_Surround:346958 | Level: Ground Floor | n/a | n/a | Constraints | n/a | n/a
Top Offset | n/a | 1900-12-31T23:59:59 | Submitted:Submitted for Approval | Component | Column_Surround:Column_Surround:346958 | 3200 | n/a | n/a | Constraints | n/a | n/a | n/a
Phase Created | n/a | 1900-12-31T23:59:59 | Submitted:Submitted for Approval | Component | Column_Surround:Column_Surround:346958 | New Construction | n/a | n/a | Phasing | n/a | n/a
Automatically Embed | n/a | 1900-12-31T23:59:59 | Submitted:Submitted for Approval | Type | Curtain Wall:_CurtainWall_Main Enclosure Transom | TRUE | n/a | n/a | Construction | n/a | n/a | n/a
Function | n/a | 1900-12-31T23:59:59 | Submitted:Submitted for Approval | Type | Curtain Wall:_CurtainWall_Main Enclosure Transom | Exterior | n/a | n/a | Construction | n/a | n/a
Join Condition | n/a | 1900-12-31T23:59:59 | Submitted:Submitted for Approval | Type | Curtain Wall:_CurtainWall_Main Enclosure Transom | Not Defined | n/a | n/a | Construction | n/a | n/a
Adjust for Mullion Size | n/a | 1900-12-31T23:59:59 | Submitted:Submitted for Approval | Type | Curtain Wall:_CurtainWall_Main Enclosure Transom | n/a | n/a | n/a | Horizontal Grid | n/a | n/a | n/a
Layout | n/a | 1900-12-31T23:59:59 | Submitted:Submitted for Approval | Type | Curtain Wall:_CurtainWall_Main Enclosure Transom | Fixed Distance | n/a | n/a | Horizontal Grid | n/a | n/a
Spacing | n/a | 1900-12-31T23:59:59 | Submitted:Submitted for Approval | Type | Curtain Wall:_CurtainWall_Main Enclosure Transom | 2800 | n/a | n/a | Horizontal Grid | n/a | n/a | n/a
Border 1 Type | n/a | 1900-12-31T23:59:59 | Submitted:Submitted for Approval | Type | Curtain Wall:_CurtainWall_Main Enclosure Transom | Rectangular Mullion: 50 x 150mm | n/a | n/a | Horizontal Mullions | n/a | n/a
Border 2 Type | n/a | 1900-12-31T23:59:59 | Submitted:Submitted for Approval | Type | Curtain Wall:_CurtainWall_Main Enclosure Transom | Rectangular Mullion: 50 x 150mm | n/a | n/a | Horizontal Mullions | n/a | n/a
Interior Type | n/a | 1900-12-31T23:59:59 | Submitted:Submitted for Approval | Type | Curtain Wall:_CurtainWall_Main Enclosure Transom | Rectangular Mullion: Middle Rail Profile | n/a | n/a | Horizontal Mullions | n/a | n/a
Assembly Code | n/a | 1900-12-31T23:59:59 | Submitted:Submitted for Approval | Type | Curtain Wall:_CurtainWall_Main Enclosure Transom |  | n/a | n/a | Identity Data | n/a | n/a
Assembly Description | n/a | 1900-12-31T23:59:59 | Submitted:Submitted for Approval | Type | Curtain Wall:_CurtainWall_Main Enclosure Transom |  | n/a | n/a | Identity Data | n/a | n/a
Keynote | n/a | 1900-12-31T23:59:59 | Submitted:Submitted for Approval | Type | Curtain Wall:_CurtainWall_Main Enclosure Transom | H11 | n/a | n/a | Identity Data | n/a | n/a
Adjust for Mullion Size | n/a | 1900-12-31T23:59:59 | Submitted:Submitted for Approval | Type | Curtain Wall:_CurtainWall_Main Enclosure Transom | n/a | n/a | n/a | Vertical Grid | n/a | n/a | n/a
Layout | n/a | 1900-12-31T23:59:59 | Submitted:Submitted for Approval | Type | Curtain Wall:_CurtainWall_Main Enclosure Transom | None | n/a | n/a | Vertical Grid | n/a | n/a
Spacing | n/a | 1900-12-31T23:59:59 | Submitted:Submitted for Approval | Type | Curtain Wall:_CurtainWall_Main Enclosure Transom | 2000 | n/a | n/a | Vertical Grid | n/a | n/a | n/a
Border 1 Type | n/a | 1900-12-31T23:59:59 | Submitted:Submitted for Approval | Type | Curtain Wall:_CurtainWall_Main Enclosure Transom | Rectangular Mullion: 50 x 150mm | n/a | n/a | Vertical Mullions | n/a | n/a
Border 2 Type | n/a | 1900-12-31T23:59:59 | Submitted:Submitted for Approval | Type | Curtain Wall:_CurtainWall_Main Enclosure Transom | Rectangular Mullion: 50 x 150mm | n/a | n/a | Vertical Mullions | n/a | n/a
Reference | n/a | 1900-12-31T23:59:59 | Submitted:Submitted for Approval | Component | Curtain Wall:_CurtainWall_Main Enclosure Transom:349508 | _CurtainWall_Main Enclosure Transom | n/a | n/a | Pset_CurtainWallCommon | n/a | n/a
IsExternal | n/a | 1900-12-31T23:59:59 | Submitted:Submitted for Approval | Component | Curtain Wall:_CurtainWall_Main Enclosure Transom:349508 | TRUE | n/a | n/a | Pset_CurtainWallCommon | n/a | n/a | n/a
Base Constraint | n/a | 1900-12-31T23:59:59 | Submitted:Submitted for Approval | Component | Curtain Wall:_CurtainWall_Main Enclosure Transom:349508 | Level: Roof Over Main Beams | n/a | n/a | Constraints | n/a | n/a
Base is Attached | n/a | 1900-12-31T23:59:59 | Submitted:Submitted for Approval | Component | Curtain Wall:_CurtainWall_Main Enclosure Transom:349508 | n/a | n/a | n/a | Constraints | n/a | n/a | n/a
Base Offset | n/a | 1900-12-31T23:59:59 | Submitted:Submitted for Approval | Component | Curtain Wall:_CurtainWall_Main Enclosure Transom:349508 | -160 | n/a | n/a | Constraints | n/a | n/a | n/a
Related to Mass | n/a | 1900-12-31T23:59:59 | Submitted:Submitted for Approval | Component | Curtain Wall:_CurtainWall_Main Enclosure Transom:349508 | n/a | n/a | n/a | Constraints | n/a | n/a | n/a
Room Bounding | n/a | 1900-12-31T23:59:59 | Submitted:Submitted for Approval | Component | Curtain Wall:_CurtainWall_Main Enclosure Transom:349508 | TRUE | n/a | n/a | Constraints | n/a | n/a | n/a
Top Constraint | n/a | 1900-12-31T23:59:59 | Submitted:Submitted for Approval | Component | Curtain Wall:_CurtainWall_Main Enclosure Transom:349508 | Level: Top of Roof | n/a | n/a | Constraints | n/a | n/a
Top is Attached | n/a | 1900-12-31T23:59:59 | Submitted:Submitted for Approval | Component | Curtain Wall:_CurtainWall_Main Enclosure Transom:349508 | TRUE | n/a | n/a | Constraints | n/a | n/a | n/a
Top Offset | n/a | 1900-12-31T23:59:59 | Submitted:Submitted for Approval | Component | Curtain Wall:_CurtainWall_Main Enclosure Transom:349508 | 0 | n/a | n/a | Constraints | n/a | n/a | n/a
Unconnected Height | n/a | 1900-12-31T23:59:59 | Submitted:Submitted for Approval | Component | Curtain Wall:_CurtainWall_Main Enclosure Transom:349508 | 2010 | n/a | n/a | Constraints | n/a | n/a | n/a
Area | n/a | 1900-12-31T23:59:59 | Submitted:Submitted for Approval | Component | Curtain Wall:_CurtainWall_Main Enclosure Transom:349508 | 10.3979 | n/a | n/a | Dimensions | n/a | n/a | n/a
Length | n/a | 1900-12-31T23:59:59 | Submitted:Submitted for Approval | Component | Curtain Wall:_CurtainWall_Main Enclosure Transom:349508 | 5212.5 | n/a | n/a | Dimensions | n/a | n/a | n/a
Angle | n/a | 1900-12-31T23:59:59 | Submitted:Submitted for Approval | Component | Curtain Wall:_CurtainWall_Main Enclosure Transom:349508 | 0 | n/a | n/a | Horizontal Grid | n/a | n/a | n/a
Justification | n/a | 1900-12-31T23:59:59 | Submitted:Submitted for Approval | Component | Curtain Wall:_CurtainWall_Main Enclosure Transom:349508 | Beginning | n/a | n/a | Horizontal Grid | n/a | n/a
Number | n/a | 1900-12-31T23:59:59 | Submitted:Submitted for Approval | Component | Curtain Wall:_CurtainWall_Main Enclosure Transom:349508 | 4 | n/a | n/a | Horizontal Grid | n/a | n/a | n/a
Offset | n/a | 1900-12-31T23:59:59 | Submitted:Submitted for Approval | Component | Curtain Wall:_CurtainWall_Main Enclosure Transom:349508 | 0 | n/a | n/a | Horizontal Grid | n/a | n/a | n/a
Phase Created | n/a | 1900-12-31T23:59:59 | Submitted:Submitted for Approval | Component | Curtain Wall:_CurtainWall_Main Enclosure Transom:349508 | New Construction | n/a | n/a | Phasing | n/a | n/a
Enable Analytical Model | n/a | 1900-12-31T23:59:59 | Submitted:Submitted for Approval | Component | Curtain Wall:_CurtainWall_Main Enclosure Transom:349508 | n/a | n/a | n/a | Structural | n/a | n/a | n/a
Structural | n/a | 1900-12-31T23:59:59 | Submitted:Submitted for Approval | Component | Curtain Wall:_CurtainWall_Main Enclosure Transom:349508 | n/a | n/a | n/a | Structural | n/a | n/a | n/a
Structural Usage | n/a | 1900-12-31T23:59:59 | Submitted:Submitted for Approval | Component | Curtain Wall:_CurtainWall_Main Enclosure Transom:349508 | Non-bearing | n/a | n/a | Structural | n/a | n/a
Angle | n/a | 1900-12-31T23:59:59 | Submitted:Submitted for Approval | Component | Curtain Wall:_CurtainWall_Main Enclosure Transom:349508 | 0 | n/a | n/a | Vertical Grid | n/a | n/a | n/a
Justification | n/a | 1900-12-31T23:59:59 | Submitted:Submitted for Approval | Component | Curtain Wall:_CurtainWall_Main Enclosure Transom:349508 | Beginning | n/a | n/a | Vertical Grid | n/a | n/a
Number | n/a | 1900-12-31T23:59:59 | Submitted:Submitted for Approval | Component | Curtain Wall:_CurtainWall_Main Enclosure Transom:349508 | 4 | n/a | n/a | Vertical Grid | n/a | n/a | n/a
Offset | n/a | 1900-12-31T23:59:59 | Submitted:Submitted for Approval | Component | Curtain Wall:_CurtainWall_Main Enclosure Transom:349508 | 0 | n/a | n/a | Vertical Grid | n/a | n/a | n/a
Reference | n/a | 1900-12-31T23:59:59 | Submitted:Submitted for Approval | Component | Curtain Wall:_CurtainWall_Main Enclosure Transom:349511 | _CurtainWall_Main Enclosure Transom | n/a | n/a | Pset_CurtainWallCommon | n/a | n/a
IsExternal | n/a | 1900-12-31T23:59:59 | Submitted:Submitted for Approval | Component | Curtain Wall:_CurtainWall_Main Enclosure Transom:349511 | TRUE | n/a | n/a | Pset_CurtainWallCommon | n/a | n/a | n/a
Base Constraint | n/a | 1900-12-31T23:59:59 | Submitted:Submitted for Approval | Component | Curtain Wall:_CurtainWall_Main Enclosure Transom:349511 | Level: Roof Over Main Beams | n/a | n/a | Constraints | n/a | n/a
Base is Attached | n/a | 1900-12-31T23:59:59 | Submitted:Submitted for Approval | Component | Curtain Wall:_CurtainWall_Main Enclosure Transom:349511 | n/a | n/a | n/a | Constraints | n/a | n/a | n/a
Base Offset | n/a | 1900-12-31T23:59:59 | Submitted:Submitted for Approval | Component | Curtain Wall:_CurtainWall_Main Enclosure Transom:349511 | -160 | n/a | n/a | Constraints | n/a | n/a | n/a
Related to Mass | n/a | 1900-12-31T23:59:59 | Submitted:Submitted for Approval | Component | Curtain Wall:_CurtainWall_Main Enclosure Transom:349511 | n/a | n/a | n/a | Constraints | n/a | n/a | n/a
Room Bounding | n/a | 1900-12-31T23:59:59 | Submitted:Submitted for Approval | Component | Curtain Wall:_CurtainWall_Main Enclosure Transom:349511 | TRUE | n/a | n/a | Constraints | n/a | n/a | n/a
Top Constraint | n/a | 1900-12-31T23:59:59 | Submitted:Submitted for Approval | Component | Curtain Wall:_CurtainWall_Main Enclosure Transom:349511 | Level: Top of Roof | n/a | n/a | Constraints | n/a | n/a
Top is Attached | n/a | 1900-12-31T23:59:59 | Submitted:Submitted for Approval | Component | Curtain Wall:_CurtainWall_Main Enclosure Transom:349511 | n/a | n/a | n/a | Constraints | n/a | n/a | n/a
Top Offset | n/a | 1900-12-31T23:59:59 | Submitted:Submitted for Approval | Component | Curtain Wall:_CurtainWall_Main Enclosure Transom:349511 | 0 | n/a | n/a | Constraints | n/a | n/a | n/a
Unconnected Height | n/a | 1900-12-31T23:59:59 | Submitted:Submitted for Approval | Component | Curtain Wall:_CurtainWall_Main Enclosure Transom:349511 | 2010 | n/a | n/a | Constraints | n/a | n/a | n/a
Area | n/a | 1900-12-31T23:59:59 | Submitted:Submitted for Approval | Component | Curtain Wall:_CurtainWall_Main Enclosure Transom:349511 | 6.1045 | n/a | n/a | Dimensions | n/a | n/a | n/a
Length | n/a | 1900-12-31T23:59:59 | Submitted:Submitted for Approval | Component | Curtain Wall:_CurtainWall_Main Enclosure Transom:349511 | 5937 | n/a | n/a | Dimensions | n/a | n/a | n/a
Angle | n/a | 1900-12-31T23:59:59 | Submitted:Submitted for Approval | Component | Curtain Wall:_CurtainWall_Main Enclosure Transom:349511 | 0 | n/a | n/a | Horizontal Grid | n/a | n/a | n/a
Justification | n/a | 1900-12-31T23:59:59 | Submitted:Submitted for Approval | Component | Curtain Wall:_CurtainWall_Main Enclosure Transom:349511 | Beginning | n/a | n/a | Horizontal Grid | n/a | n/a
Number | n/a | 1900-12-31T23:59:59 | Submitted:Submitted for Approval | Component | Curtain Wall:_CurtainWall_Main Enclosure Transom:349511 | 4 | n/a | n/a | Horizontal Grid | n/a | n/a | n/a
Offset | n/a | 1900-12-31T23:59:59 | Submitted:Submitted for Approval | Component | Curtain Wall:_CurtainWall_Main Enclosure Transom:349511 | 0 | n/a | n/a | Horizontal Grid | n/a | n/a | n/a
Phase Created | n/a | 1900-12-31T23:59:59 | Submitted:Submitted for Approval | Component | Curtain Wall:_CurtainWall_Main Enclosure Transom:349511 | New Construction | n/a | n/a | Phasing | n/a | n/a
Enable Analytical Model | n/a | 1900-12-31T23:59:59 | Submitted:Submitted for Approval | Component | Curtain Wall:_CurtainWall_Main Enclosure Transom:349511 | n/a | n/a | n/a | Structural | n/a | n/a | n/a
Structural | n/a | 1900-12-31T23:59:59 | Submitted:Submitted for Approval | Component | Curtain Wall:_CurtainWall_Main Enclosure Transom:349511 | n/a | n/a | n/a | Structural | n/a | n/a | n/a
Structural Usage | n/a | 1900-12-31T23:59:59 | Submitted:Submitted for Approval | Component | Curtain Wall:_CurtainWall_Main Enclosure Transom:349511 | Non-bearing | n/a | n/a | Structural | n/a | n/a
Angle | n/a | 1900-12-31T23:59:59 | Submitted:Submitted for Approval | Component | Curtain Wall:_CurtainWall_Main Enclosure Transom:349511 | 0 | n/a | n/a | Vertical Grid | n/a | n/a | n/a
Justification | n/a | 1900-12-31T23:59:59 | Submitted:Submitted for Approval | Component | Curtain Wall:_CurtainWall_Main Enclosure Transom:349511 | Beginning | n/a | n/a | Vertical Grid | n/a | n/a
Number | n/a | 1900-12-31T23:59:59 | Submitted:Submitted for Approval | Component | Curtain Wall:_CurtainWall_Main Enclosure Transom:349511 | 4 | n/a | n/a | Vertical Grid | n/a | n/a | n/a
Offset | n/a | 1900-12-31T23:59:59 | Submitted:Submitted for Approval | Component | Curtain Wall:_CurtainWall_Main Enclosure Transom:349511 | 0 | n/a | n/a | Vertical Grid | n/a | n/a | n/a
Reference | n/a | 1900-12-31T23:59:59 | Submitted:Submitted for Approval | Component | Curtain Wall:_CurtainWall_Main Enclosure Transom:386271 | _CurtainWall_Main Enclosure Transom | n/a | n/a | Pset_CurtainWallCommon | n/a | n/a
IsExternal | n/a | 1900-12-31T23:59:59 | Submitted:Submitted for Approval | Component | Curtain Wall:_CurtainWall_Main Enclosure Transom:386271 | TRUE | n/a | n/a | Pset_CurtainWallCommon | n/a | n/a | n/a
Base Constraint | n/a | 1900-12-31T23:59:59 | Submitted:Submitted for Approval | Component | Curtain Wall:_CurtainWall_Main Enclosure Transom:386271 | Level: Roof Over Main Beams | n/a | n/a | Constraints | n/a | n/a
Base is Attached | n/a | 1900-12-31T23:59:59 | Submitted:Submitted for Approval | Component | Curtain Wall:_CurtainWall_Main Enclosure Transom:386271 | n/a | n/a | n/a | Constraints | n/a | n/a | n/a
Base Offset | n/a | 1900-12-31T23:59:59 | Submitted:Submitted for Approval | Component | Curtain Wall:_CurtainWall_Main Enclosure Transom:386271 | -160 | n/a | n/a | Constraints | n/a | n/a | n/a
Related to Mass | n/a | 1900-12-31T23:59:59 | Submitted:Submitted for Approval | Component | Curtain Wall:_CurtainWall_Main Enclosure Transom:386271 | n/a | n/a | n/a | Constraints | n/a | n/a | n/a
Room Bounding | n/a | 1900-12-31T23:59:59 | Submitted:Submitted for Approval | Component | Curtain Wall:_CurtainWall_Main Enclosure Transom:386271 | TRUE | n/a | n/a | Constraints | n/a | n/a | n/a
Top Constraint | n/a | 1900-12-31T23:59:59 | Submitted:Submitted for Approval | Component | Curtain Wall:_CurtainWall_Main Enclosure Transom:386271 | Level: Top of Roof | n/a | n/a | Constraints | n/a | n/a
Top is Attached | n/a | 1900-12-31T23:59:59 | Submitted:Submitted for Approval | Component | Curtain Wall:_CurtainWall_Main Enclosure Transom:386271 | n/a | n/a | n/a | Constraints | n/a | n/a | n/a
Top Offset | n/a | 1900-12-31T23:59:59 | Submitted:Submitted for Approval | Component | Curtain Wall:_CurtainWall_Main Enclosure Transom:386271 | -605 | n/a | n/a | Constraints | n/a | n/a | n/a
Unconnected Height | n/a | 1900-12-31T23:59:59 | Submitted:Submitted for Approval | Component | Curtain Wall:_CurtainWall_Main Enclosure Transom:386271 | 1405 | n/a | n/a | Constraints | n/a | n/a | n/a
Area | n/a | 1900-12-31T23:59:59 | Submitted:Submitted for Approval | Component | Curtain Wall:_CurtainWall_Main Enclosure Transom:386271 | 6.8279 | n/a | n/a | Dimensions | n/a | n/a | n/a
Length | n/a | 1900-12-31T23:59:59 | Submitted:Submitted for Approval | Component | Curtain Wall:_CurtainWall_Main Enclosure Transom:386271 | 5200 | n/a | n/a | Dimensions | n/a | n/a | n/a
Angle | n/a | 1900-12-31T23:59:59 | Submitted:Submitted for Approval | Component | Curtain Wall:_CurtainWall_Main Enclosure Transom:386271 | 0 | n/a | n/a | Horizontal Grid | n/a | n/a | n/a
Justification | n/a | 1900-12-31T23:59:59 | Submitted:Submitted for Approval | Component | Curtain Wall:_CurtainWall_Main Enclosure Transom:386271 | Beginning | n/a | n/a | Horizontal Grid | n/a | n/a
Number | n/a | 1900-12-31T23:59:59 | Submitted:Submitted for Approval | Component | Curtain Wall:_CurtainWall_Main Enclosure Transom:386271 | 4 | n/a | n/a | Horizontal Grid | n/a | n/a | n/a
Offset | n/a | 1900-12-31T23:59:59 | Submitted:Submitted for Approval | Component | Curtain Wall:_CurtainWall_Main Enclosure Transom:386271 | 0 | n/a | n/a | Horizontal Grid | n/a | n/a | n/a
Phase Created | n/a | 1900-12-31T23:59:59 | Submitted:Submitted for Approval | Component | Curtain Wall:_CurtainWall_Main Enclosure Transom:386271 | New Construction | n/a | n/a | Phasing | n/a | n/a
Enable Analytical Model | n/a | 1900-12-31T23:59:59 | Submitted:Submitted for Approval | Component | Curtain Wall:_CurtainWall_Main Enclosure Transom:386271 | n/a | n/a | n/a | Structural | n/a | n/a | n/a
Structural | n/a | 1900-12-31T23:59:59 | Submitted:Submitted for Approval | Component | Curtain Wall:_CurtainWall_Main Enclosure Transom:386271 | n/a | n/a | n/a | Structural | n/a | n/a | n/a
Structural Usage | n/a | 1900-12-31T23:59:59 | Submitted:Submitted for Approval | Component | Curtain Wall:_CurtainWall_Main Enclosure Transom:386271 | Non-bearing | n/a | n/a | Structural | n/a | n/a
Angle | n/a | 1900-12-31T23:59:59 | Submitted:Submitted for Approval | Component | Curtain Wall:_CurtainWall_Main Enclosure Transom:386271 | 0 | n/a | n/a | Vertical Grid | n/a | n/a | n/a
Justification | n/a | 1900-12-31T23:59:59 | Submitted:Submitted for Approval | Component | Curtain Wall:_CurtainWall_Main Enclosure Transom:386271 | Beginning | n/a | n/a | Vertical Grid | n/a | n/a
Number | n/a | 1900-12-31T23:59:59 | Submitted:Submitted for Approval | Component | Curtain Wall:_CurtainWall_Main Enclosure Transom:386271 | 4 | n/a | n/a | Vertical Grid | n/a | n/a | n/a
Offset | n/a | 1900-12-31T23:59:59 | Submitted:Submitted for Approval | Component | Curtain Wall:_CurtainWall_Main Enclosure Transom:386271 | 0 | n/a | n/a | Vertical Grid | n/a | n/a | n/a
Automatically Embed | n/a | 1900-12-31T23:59:59 | Submitted:Submitted for Approval | Type | Curtain Wall:_CurtainWall_GenericExterior | TRUE | n/a | n/a | Construction | n/a | n/a | n/a
Function | n/a | 1900-12-31T23:59:59 | Submitted:Submitted for Approval | Type | Curtain Wall:_CurtainWall_GenericExterior | Exterior | n/a | n/a | Construction | n/a | n/a
Join Condition | n/a | 1900-12-31T23:59:59 | Submitted:Submitted for Approval | Type | Curtain Wall:_CurtainWall_GenericExterior | Not Defined | n/a | n/a | Construction | n/a | n/a
Adjust for Mullion Size | n/a | 1900-12-31T23:59:59 | Submitted:Submitted for Approval | Type | Curtain Wall:_CurtainWall_GenericExterior | n/a | n/a | n/a | Horizontal Grid | n/a | n/a | n/a
Layout | n/a | 1900-12-31T23:59:59 | Submitted:Submitted for Approval | Type | Curtain Wall:_CurtainWall_GenericExterior | None | n/a | n/a | Horizontal Grid | n/a | n/a
Spacing | n/a | 1900-12-31T23:59:59 | Submitted:Submitted for Approval | Type | Curtain Wall:_CurtainWall_GenericExterior | 4000 | n/a | n/a | Horizontal Grid | n/a | n/a | n/a
Assembly Code | n/a | 1900-12-31T23:59:59 | Submitted:Submitted for Approval | Type | Curtain Wall:_CurtainWall_GenericExterior |  | n/a | n/a | Identity Data | n/a | n/a
Assembly Description | n/a | 1900-12-31T23:59:59 | Submitted:Submitted for Approval | Type | Curtain Wall:_CurtainWall_GenericExterior |  | n/a | n/a | Identity Data | n/a | n/a
Keynote | n/a | 1900-12-31T23:59:59 | Submitted:Submitted for Approval | Type | Curtain Wall:_CurtainWall_GenericExterior | H11 | n/a | n/a | Identity Data | n/a | n/a
Adjust for Mullion Size | n/a | 1900-12-31T23:59:59 | Submitted:Submitted for Approval | Type | Curtain Wall:_CurtainWall_GenericExterior | n/a | n/a | n/a | Vertical Grid | n/a | n/a | n/a
Layout | n/a | 1900-12-31T23:59:59 | Submitted:Submitted for Approval | Type | Curtain Wall:_CurtainWall_GenericExterior | None | n/a | n/a | Vertical Grid | n/a | n/a
Spacing | n/a | 1900-12-31T23:59:59 | Submitted:Submitted for Approval | Type | Curtain Wall:_CurtainWall_GenericExterior | 2000 | n/a | n/a | Vertical Grid | n/a | n/a | n/a
Reference | n/a | 1900-12-31T23:59:59 | Submitted:Submitted for Approval | Component | Curtain Wall:_CurtainWall_GenericExterior:349514 | _CurtainWall_GenericExterior | n/a | n/a | Pset_CurtainWallCommon | n/a | n/a
IsExternal | n/a | 1900-12-31T23:59:59 | Submitted:Submitted for Approval | Component | Curtain Wall:_CurtainWall_GenericExterior:349514 | TRUE | n/a | n/a | Pset_CurtainWallCommon | n/a | n/a | n/a
Base Constraint | n/a | 1900-12-31T23:59:59 | Submitted:Submitted for Approval | Component | Curtain Wall:_CurtainWall_GenericExterior:349514 | Level: Roof Over Main Beams | n/a | n/a | Constraints | n/a | n/a
Base is Attached | n/a | 1900-12-31T23:59:59 | Submitted:Submitted for Approval | Component | Curtain Wall:_CurtainWall_GenericExterior:349514 | n/a | n/a | n/a | Constraints | n/a | n/a | n/a
Base Offset | n/a | 1900-12-31T23:59:59 | Submitted:Submitted for Approval | Component | Curtain Wall:_CurtainWall_GenericExterior:349514 | -160 | n/a | n/a | Constraints | n/a | n/a | n/a
Related to Mass | n/a | 1900-12-31T23:59:59 | Submitted:Submitted for Approval | Component | Curtain Wall:_CurtainWall_GenericExterior:349514 | n/a | n/a | n/a | Constraints | n/a | n/a | n/a
Room Bounding | n/a | 1900-12-31T23:59:59 | Submitted:Submitted for Approval | Component | Curtain Wall:_CurtainWall_GenericExterior:349514 | TRUE | n/a | n/a | Constraints | n/a | n/a | n/a
Top is Attached | n/a | 1900-12-31T23:59:59 | Submitted:Submitted for Approval | Component | Curtain Wall:_CurtainWall_GenericExterior:349514 | TRUE | n/a | n/a | Constraints | n/a | n/a | n/a
Top Offset | n/a | 1900-12-31T23:59:59 | Submitted:Submitted for Approval | Component | Curtain Wall:_CurtainWall_GenericExterior:349514 | 0 | n/a | n/a | Constraints | n/a | n/a | n/a
Unconnected Height | n/a | 1900-12-31T23:59:59 | Submitted:Submitted for Approval | Component | Curtain Wall:_CurtainWall_GenericExterior:349514 | 2000 | n/a | n/a | Constraints | n/a | n/a | n/a
Area | n/a | 1900-12-31T23:59:59 | Submitted:Submitted for Approval | Component | Curtain Wall:_CurtainWall_GenericExterior:349514 | 3.7107 | n/a | n/a | Dimensions | n/a | n/a | n/a
Length | n/a | 1900-12-31T23:59:59 | Submitted:Submitted for Approval | Component | Curtain Wall:_CurtainWall_GenericExterior:349514 | 4063 | n/a | n/a | Dimensions | n/a | n/a | n/a
Angle | n/a | 1900-12-31T23:59:59 | Submitted:Submitted for Approval | Component | Curtain Wall:_CurtainWall_GenericExterior:349514 | 0 | n/a | n/a | Horizontal Grid | n/a | n/a | n/a
Justification | n/a | 1900-12-31T23:59:59 | Submitted:Submitted for Approval | Component | Curtain Wall:_CurtainWall_GenericExterior:349514 | Beginning | n/a | n/a | Horizontal Grid | n/a | n/a
Number | n/a | 1900-12-31T23:59:59 | Submitted:Submitted for Approval | Component | Curtain Wall:_CurtainWall_GenericExterior:349514 | 4 | n/a | n/a | Horizontal Grid | n/a | n/a | n/a
Offset | n/a | 1900-12-31T23:59:59 | Submitted:Submitted for Approval | Component | Curtain Wall:_CurtainWall_GenericExterior:349514 | 0 | n/a | n/a | Horizontal Grid | n/a | n/a | n/a
Phase Created | n/a | 1900-12-31T23:59:59 | Submitted:Submitted for Approval | Component | Curtain Wall:_CurtainWall_GenericExterior:349514 | New Construction | n/a | n/a | Phasing | n/a | n/a
Enable Analytical Model | n/a | 1900-12-31T23:59:59 | Submitted:Submitted for Approval | Component | Curtain Wall:_CurtainWall_GenericExterior:349514 | n/a | n/a | n/a | Structural | n/a | n/a | n/a
Structural | n/a | 1900-12-31T23:59:59 | Submitted:Submitted for Approval | Component | Curtain Wall:_CurtainWall_GenericExterior:349514 | n/a | n/a | n/a | Structural | n/a | n/a | n/a
Structural Usage | n/a | 1900-12-31T23:59:59 | Submitted:Submitted for Approval | Component | Curtain Wall:_CurtainWall_GenericExterior:349514 | Non-bearing | n/a | n/a | Structural | n/a | n/a
Angle | n/a | 1900-12-31T23:59:59 | Submitted:Submitted for Approval | Component | Curtain Wall:_CurtainWall_GenericExterior:349514 | 0 | n/a | n/a | Vertical Grid | n/a | n/a | n/a
Justification | n/a | 1900-12-31T23:59:59 | Submitted:Submitted for Approval | Component | Curtain Wall:_CurtainWall_GenericExterior:349514 | Beginning | n/a | n/a | Vertical Grid | n/a | n/a
Number | n/a | 1900-12-31T23:59:59 | Submitted:Submitted for Approval | Component | Curtain Wall:_CurtainWall_GenericExterior:349514 | 4 | n/a | n/a | Vertical Grid | n/a | n/a | n/a
Offset | n/a | 1900-12-31T23:59:59 | Submitted:Submitted for Approval | Component | Curtain Wall:_CurtainWall_GenericExterior:349514 | 0 | n/a | n/a | Vertical Grid | n/a | n/a | n/a
Depth | n/a | 1900-12-31T23:59:59 | Submitted:Submitted for Approval | Type | Column_Surround | 600 | n/a | n/a | Dimensions | n/a | n/a | n/a
Width | n/a | 1900-12-31T23:59:59 | Submitted:Submitted for Approval | Type | Column_Surround | 600 | n/a | n/a | Dimensions | n/a | n/a | n/a
Coarse Scale Fill Color | n/a | 1900-12-31T23:59:59 | Submitted:Submitted for Approval | Type | Column_Surround | 0 | n/a | n/a | Graphics | n/a | n/a | n/a
Assembly Code | n/a | 1900-12-31T23:59:59 | Submitted:Submitted for Approval | Type | Column_Surround |  | n/a | n/a | Identity Data | n/a | n/a
Assembly Description | n/a | 1900-12-31T23:59:59 | Submitted:Submitted for Approval | Type | Column_Surround |  | n/a | n/a | Identity Data | n/a | n/a
OmniClass Number | n/a | 1900-12-31T23:59:59 | Submitted:Submitted for Approval | Type | Column_Surround | 23.25.30.11.14.11 | n/a | n/a | Identity Data | n/a | n/a
OmniClass Title | n/a | 1900-12-31T23:59:59 | Submitted:Submitted for Approval | Type | Column_Surround | Columns | n/a | n/a | Identity Data | n/a | n/a
Reference | n/a | 1900-12-31T23:59:59 | Submitted:Submitted for Approval | Component | Column_Surround:Column_Surround:350617 | Column_Surround | n/a | n/a | Pset_ColumnCommon | n/a | n/a
LoadBearing | n/a | 1900-12-31T23:59:59 | Submitted:Submitted for Approval | Component | Column_Surround:Column_Surround:350617 | n/a | n/a | n/a | Pset_ColumnCommon | n/a | n/a | n/a
IsExternal | n/a | 1900-12-31T23:59:59 | Submitted:Submitted for Approval | Component | Column_Surround:Column_Surround:350617 | n/a | n/a | n/a | Pset_ColumnCommon | n/a | n/a | n/a
Base Level | n/a | 1900-12-31T23:59:59 | Submitted:Submitted for Approval | Component | Column_Surround:Column_Surround:350617 | Level: Ground Floor | n/a | n/a | Constraints | n/a | n/a
Base Offset | n/a | 1900-12-31T23:59:59 | Submitted:Submitted for Approval | Component | Column_Surround:Column_Surround:350617 | 0 | n/a | n/a | Constraints | n/a | n/a | n/a
Moves With Grids | n/a | 1900-12-31T23:59:59 | Submitted:Submitted for Approval | Component | Column_Surround:Column_Surround:350617 | TRUE | n/a | n/a | Constraints | n/a | n/a | n/a
Room Bounding | n/a | 1900-12-31T23:59:59 | Submitted:Submitted for Approval | Component | Column_Surround:Column_Surround:350617 | TRUE | n/a | n/a | Constraints | n/a | n/a | n/a
Top Level | n/a | 1900-12-31T23:59:59 | Submitted:Submitted for Approval | Component | Column_Surround:Column_Surround:350617 | Level: Ground Floor | n/a | n/a | Constraints | n/a | n/a
Top Offset | n/a | 1900-12-31T23:59:59 | Submitted:Submitted for Approval | Component | Column_Surround:Column_Surround:350617 | 3200 | n/a | n/a | Constraints | n/a | n/a | n/a
Phase Created | n/a | 1900-12-31T23:59:59 | Submitted:Submitted for Approval | Component | Column_Surround:Column_Surround:350617 | New Construction | n/a | n/a | Phasing | n/a | n/a
b | n/a | 1900-12-31T23:59:59 | Submitted:Submitted for Approval | Type | 200 X 400 | 200 | n/a | n/a | Dimensions | n/a | n/a | n/a
d | n/a | 1900-12-31T23:59:59 | Submitted:Submitted for Approval | Type | 200 X 400 | 400 | n/a | n/a | Dimensions | n/a | n/a | n/a
Assembly Code | n/a | 1900-12-31T23:59:59 | Submitted:Submitted for Approval | Type | 200 X 400 |  | n/a | n/a | Identity Data | n/a | n/a
Assembly Description | n/a | 1900-12-31T23:59:59 | Submitted:Submitted for Approval | Type | 200 X 400 |  | n/a | n/a | Identity Data | n/a | n/a
Keynote | n/a | 1900-12-31T23:59:59 | Submitted:Submitted for Approval | Type | 200 X 400 | G20 | n/a | n/a | Identity Data | n/a | n/a
OmniClass Number | n/a | 1900-12-31T23:59:59 | Submitted:Submitted for Approval | Type | 200 X 400 |  | n/a | n/a | Identity Data | n/a | n/a
OmniClass Title | n/a | 1900-12-31T23:59:59 | Submitted:Submitted for Approval | Type | 200 X 400 |  | n/a | n/a | Identity Data | n/a | n/a
A | n/a | 1900-12-31T23:59:59 | Submitted:Submitted for Approval | Type | 200 X 400 | 0.01952 | n/a | n/a | Structural | n/a | n/a | n/a
Reference | n/a | 1900-12-31T23:59:59 | Submitted:Submitted for Approval | Component | Timber:200 X 400:353247 | 200 X 400 | n/a | n/a | Pset_ColumnCommon | n/a | n/a
LoadBearing | n/a | 1900-12-31T23:59:59 | Submitted:Submitted for Approval | Component | Timber:200 X 400:353247 | TRUE | n/a | n/a | Pset_ColumnCommon | n/a | n/a | n/a
IsExternal | n/a | 1900-12-31T23:59:59 | Submitted:Submitted for Approval | Component | Timber:200 X 400:353247 | n/a | n/a | n/a | Pset_ColumnCommon | n/a | n/a | n/a
Base Level | n/a | 1900-12-31T23:59:59 | Submitted:Submitted for Approval | Component | Timber:200 X 400:353247 | Level: DECK BEAMS | n/a | n/a | Constraints | n/a | n/a
Base Offset | n/a | 1900-12-31T23:59:59 | Submitted:Submitted for Approval | Component | Timber:200 X 400:353247 | 0 | n/a | n/a | Constraints | n/a | n/a | n/a
Column Location Mark | n/a | 1900-12-31T23:59:59 | Submitted:Submitted for Approval | Component | Timber:200 X 400:353247 | D-5 | n/a | n/a | Constraints | n/a | n/a
Column Style | n/a | 1900-12-31T23:59:59 | Submitted:Submitted for Approval | Component | Timber:200 X 400:353247 | Vertical | n/a | n/a | Constraints | n/a | n/a
Moves With Grids | n/a | 1900-12-31T23:59:59 | Submitted:Submitted for Approval | Component | Timber:200 X 400:353247 | TRUE | n/a | n/a | Constraints | n/a | n/a | n/a
Top Level | n/a | 1900-12-31T23:59:59 | Submitted:Submitted for Approval | Component | Timber:200 X 400:353247 | Level: Lower Roof - Slab Level | n/a | n/a | Constraints | n/a | n/a
Top Offset | n/a | 1900-12-31T23:59:59 | Submitted:Submitted for Approval | Component | Timber:200 X 400:353247 | 290 | n/a | n/a | Constraints | n/a | n/a | n/a
Volume | n/a | 1900-12-31T23:59:59 | Submitted:Submitted for Approval | Component | Timber:200 X 400:353247 | 0.2916 | n/a | n/a | Dimensions | n/a | n/a | n/a
Structural Material | n/a | 1900-12-31T23:59:59 | Submitted:Submitted for Approval | Component | Timber:200 X 400:353247 | Wood - Dimensional Lumber | n/a | n/a | Materials and Finishes | n/a | n/a
Phase Created | n/a | 1900-12-31T23:59:59 | Submitted:Submitted for Approval | Component | Timber:200 X 400:353247 | New Construction | n/a | n/a | Phasing | n/a | n/a
Enable Analytical Model | n/a | 1900-12-31T23:59:59 | Submitted:Submitted for Approval | Component | Timber:200 X 400:353247 | TRUE | n/a | n/a | Structural | n/a | n/a | n/a
Analytic Construction | n/a | 1900-12-31T23:59:59 | Submitted:Submitted for Approval | Type | 3000x2200mm | <None> | n/a | n/a | Analytical Properties | n/a | n/a
MaximumLeafHeight | n/a | 1900-12-31T23:59:59 | Submitted:Submitted for Approval | Type | 3000x2200mm | 3000 | n/a | n/a | Constraints | n/a | n/a | n/a
MaximumLeafWidth | n/a | 1900-12-31T23:59:59 | Submitted:Submitted for Approval | Type | 3000x2200mm | 1200 | n/a | n/a | Constraints | n/a | n/a | n/a
Function | n/a | 1900-12-31T23:59:59 | Submitted:Submitted for Approval | Type | 3000x2200mm | Exterior | n/a | n/a | Construction | n/a | n/a
NumberOfLeafs | n/a | 1900-12-31T23:59:59 | Submitted:Submitted for Approval | Type | 3000x2200mm | 3 | n/a | n/a | Construction | n/a | n/a | n/a
AirPermeability | n/a | 1900-12-31T23:59:59 | Submitted:Submitted for Approval | Type | 3000x2200mm | Class 4 | n/a | n/a | Data | n/a | n/a
BreakoutFacility | n/a | 1900-12-31T23:59:59 | Submitted:Submitted for Approval | Type | 3000x2200mm | TRUE | n/a | n/a | Data | n/a | n/a | n/a
Certification | n/a | 1900-12-31T23:59:59 | Submitted:Submitted for Approval | Type | 3000x2200mm | Secured by Design, PAS 23, PAS 24, BS6375 | n/a | n/a | Data | n/a | n/a
DoorLeafOptions | n/a | 1900-12-31T23:59:59 | Submitted:Submitted for Approval | Type | 3000x2200mm | Folding Sliding Door; Traffic Door | n/a | n/a | Data | n/a | n/a
FrameFinishOptions | n/a | 1900-12-31T23:59:59 | Submitted:Submitted for Approval | Type | 3000x2200mm | Anodizing to BS 3987; Powder coating to BS 6496 and BS EN 12206-1 | n/a | n/a | Data | n/a | n/a
GlassUnitOptions | n/a | 1900-12-31T23:59:59 | Submitted:Submitted for Approval | Type | 3000x2200mm | Double; Triple | n/a | n/a | Data | n/a | n/a
GlazingBeadOptions | n/a | 1900-12-31T23:59:59 | Submitted:Submitted for Approval | Type | 3000x2200mm | Chamfered; Square | n/a | n/a | Data | n/a | n/a
GlazingBeadPositioning | n/a | 1900-12-31T23:59:59 | Submitted:Submitted for Approval | Type | 3000x2200mm | Internal | n/a | n/a | Data | n/a | n/a
GlazingThicknessOptions | n/a | 1900-12-31T23:59:59 | Submitted:Submitted for Approval | Type | 3000x2200mm | 24-40 mm | n/a | n/a | Data | n/a | n/a
GreenGuideRating | n/a | 1900-12-31T23:59:59 | Submitted:Submitted for Approval | Type | 3000x2200mm | A | n/a | n/a | Data | n/a | n/a
LockingOptions | n/a | 1900-12-31T23:59:59 | Submitted:Submitted for Approval | Type | 3000x2200mm | Multi-point locking | n/a | n/a | Data | n/a | n/a
MaximumLeafWeight | n/a | 1900-12-31T23:59:59 | Submitted:Submitted for Approval | Type | 3000x2200mm | 0 | n/a | n/a | Data | n/a | n/a | n/a
SashSizeOptions | n/a | 1900-12-31T23:59:59 | Submitted:Submitted for Approval | Type | 3000x2200mm | 550-1200 x 1600-3000 mm | n/a | n/a | Data | n/a | n/a
StackingOptions | n/a | 1900-12-31T23:59:59 | Submitted:Submitted for Approval | Type | 3000x2200mm | Left; Right; Centre split | n/a | n/a | Data | n/a | n/a
WaterTightness | n/a | 1900-12-31T23:59:59 | Submitted:Submitted for Approval | Type | 3000x2200mm | Class 7A | n/a | n/a | Data | n/a | n/a
WindResistance | n/a | 1900-12-31T23:59:59 | Submitted:Submitted for Approval | Type | 3000x2200mm | Class E2400 | n/a | n/a | Data | n/a | n/a
FloatingMullionThickness | n/a | 1900-12-31T23:59:59 | Submitted:Submitted for Approval | Type | 3000x2200mm | 50 | n/a | n/a | Dimensions | n/a | n/a | n/a
FrameDepth | n/a | 1900-12-31T23:59:59 | Submitted:Submitted for Approval | Type | 3000x2200mm | 70 | n/a | n/a | Dimensions | n/a | n/a | n/a
GlazingPanelThickness | n/a | 1900-12-31T23:59:59 | Submitted:Submitted for Approval | Type | 3000x2200mm | 28 | n/a | n/a | Dimensions | n/a | n/a | n/a
LeafFrameWidth | n/a | 1900-12-31T23:59:59 | Submitted:Submitted for Approval | Type | 3000x2200mm | 64 | n/a | n/a | Dimensions | n/a | n/a | n/a
LeafThickness | n/a | 1900-12-31T23:59:59 | Submitted:Submitted for Approval | Type | 3000x2200mm | 70 | n/a | n/a | Dimensions | n/a | n/a | n/a
MeetingStileTolerance | n/a | 1900-12-31T23:59:59 | Submitted:Submitted for Approval | Type | 3000x2200mm | 12 | n/a | n/a | Dimensions | n/a | n/a | n/a
OuterFrameThickness | n/a | 1900-12-31T23:59:59 | Submitted:Submitted for Approval | Type | 3000x2200mm | 34 | n/a | n/a | Dimensions | n/a | n/a | n/a
OuterFrameWidth | n/a | 1900-12-31T23:59:59 | Submitted:Submitted for Approval | Type | 3000x2200mm | 54 | n/a | n/a | Dimensions | n/a | n/a | n/a
StructuralTolerance | n/a | 1900-12-31T23:59:59 | Submitted:Submitted for Approval | Type | 3000x2200mm | 10 | n/a | n/a | Dimensions | n/a | n/a | n/a
Thickness | n/a | 1900-12-31T23:59:59 | Submitted:Submitted for Approval | Type | 3000x2200mm | 70 | n/a | n/a | Dimensions | n/a | n/a | n/a
ThresholdHeight | n/a | 1900-12-31T23:59:59 | Submitted:Submitted for Approval | Type | 3000x2200mm | 34 | n/a | n/a | Dimensions | n/a | n/a | n/a
FireRating | n/a | 1900-12-31T23:59:59 | Submitted:Submitted for Approval | Type | 3000x2200mm | n/a | n/a | n/a | Fire Protection | n/a | n/a
ManufacturerURL | n/a | 1900-12-31T23:59:59 | Submitted:Submitted for Approval | Type | 3000x2200mm | www.aluk.co.uk | n/a | n/a | General | n/a | n/a
NBSCertification | n/a | 1900-12-31T23:59:59 | Submitted:Submitted for Approval | Type | 3000x2200mm | www.nationalbimlibrary.com/aluk/bsf70-folding-door-system-3-panel-curtain-walling-placement | n/a | n/a | General | n/a | n/a
NBSNote | n/a | 1900-12-31T23:59:59 | Submitted:Submitted for Approval | Type | 3000x2200mm | n/a | n/a | n/a | General | n/a | n/a
NBSOfficeMasterTag | n/a | 1900-12-31T23:59:59 | Submitted:Submitted for Approval | Type | 3000x2200mm | n/a | n/a | n/a | General | n/a | n/a
NBSTypeID | n/a | 1900-12-31T23:59:59 | Submitted:Submitted for Approval | Type | 3000x2200mm | n/a | n/a | n/a | General | n/a | n/a
ProductInformation | n/a | 1900-12-31T23:59:59 | Submitted:Submitted for Approval | Type | 3000x2200mm | www.aluk.co.uk/uploads/files/aluk/product_literature/21/AluK_BSF70_Folding_Door_System.pdf | n/a | n/a | General | n/a | n/a
Revision | n/a | 1900-12-31T23:59:59 | Submitted:Submitted for Approval | Type | 3000x2200mm | n/a | n/a | n/a | General | n/a | n/a
Uniclass2 | n/a | 1900-12-31T23:59:59 | Submitted:Submitted for Approval | Type | 3000x2200mm | 25-30-20/178 | n/a | n/a | General | n/a | n/a
AdditionalHardware | n/a | 1900-12-31T23:59:59 | Submitted:Submitted for Approval | Type | 3000x2200mm | n/a | n/a | n/a | Identity Data | n/a | n/a
AlternativeDoorsetGlazing | n/a | 1900-12-31T23:59:59 | Submitted:Submitted for Approval | Type | 3000x2200mm | n/a | n/a | n/a | Identity Data | n/a | n/a
AntiFingerTrapRequirement | n/a | 1900-12-31T23:59:59 | Submitted:Submitted for Approval | Type | 3000x2200mm | n/a | n/a | n/a | Identity Data | n/a | n/a | n/a
Assembly Code | n/a | 1900-12-31T23:59:59 | Submitted:Submitted for Approval | Type | 3000x2200mm |  | n/a | n/a | Identity Data | n/a | n/a
Assembly Description | n/a | 1900-12-31T23:59:59 | Submitted:Submitted for Approval | Type | 3000x2200mm |  | n/a | n/a | Identity Data | n/a | n/a
Author | n/a | 1900-12-31T23:59:59 | Submitted:Submitted for Approval | Type | 3000x2200mm | NBS | n/a | n/a | Identity Data | n/a | n/a
BIMObjectName | n/a | 1900-12-31T23:59:59 | Submitted:Submitted for Approval | Type | 3000x2200mm | nbl_AluK_SlidingFoldingDoorsetSystem_BSF70FoldingDoorSystem-3Panel | n/a | n/a | Identity Data | n/a | n/a
ComponentNumber | n/a | 1900-12-31T23:59:59 | Submitted:Submitted for Approval | Type | 3000x2200mm | n/a | n/a | n/a | Identity Data | n/a | n/a
Configuration | n/a | 1900-12-31T23:59:59 | Submitted:Submitted for Approval | Type | 3000x2200mm | 3 panel | n/a | n/a | Identity Data | n/a | n/a
ConfigurationOptions | n/a | 1900-12-31T23:59:59 | Submitted:Submitted for Approval | Type | 3000x2200mm | The BSF70 folding door system is available in a wide range of configurations. Panels can be stacked inside or outside, to the left or right, or split stacked on both sides. Please contact AluK Technical Support for further information | n/a | n/a | Identity Data | n/a | n/a
Description | n/a | 1900-12-31T23:59:59 | Submitted:Submitted for Approval | Type | 3000x2200mm | BSF70 aluminium folding door system | n/a | n/a | Identity Data | n/a | n/a
DoorNumber | n/a | 1900-12-31T23:59:59 | Submitted:Submitted for Approval | Type | 3000x2200mm | n/a | n/a | n/a | Identity Data | n/a | n/a
DoorSeal | n/a | 1900-12-31T23:59:59 | Submitted:Submitted for Approval | Type | 3000x2200mm | TRUE | n/a | n/a | Identity Data | n/a | n/a | n/a
DoorsetFasteners | n/a | 1900-12-31T23:59:59 | Submitted:Submitted for Approval | Type | 3000x2200mm | n/a | n/a | n/a | Identity Data | n/a | n/a
DoorsetType | n/a | 1900-12-31T23:59:59 | Submitted:Submitted for Approval | Type | 3000x2200mm | Aluminium | n/a | n/a | Identity Data | n/a | n/a
ElectronicLock | n/a | 1900-12-31T23:59:59 | Submitted:Submitted for Approval | Type | 3000x2200mm | n/a | n/a | n/a | Identity Data | n/a | n/a | n/a
FloorFinish | n/a | 1900-12-31T23:59:59 | Submitted:Submitted for Approval | Type | 3000x2200mm | n/a | n/a | n/a | Identity Data | n/a | n/a
FrameFinish | n/a | 1900-12-31T23:59:59 | Submitted:Submitted for Approval | Type | 3000x2200mm | n/a | n/a | n/a | Identity Data | n/a | n/a
FrameMaterial | n/a | 1900-12-31T23:59:59 | Submitted:Submitted for Approval | Type | 3000x2200mm | Aluminium | n/a | n/a | Identity Data | n/a | n/a
FrameRevealFiller | n/a | 1900-12-31T23:59:59 | Submitted:Submitted for Approval | Type | 3000x2200mm | n/a | n/a | n/a | Identity Data | n/a | n/a
FrameSeal | n/a | 1900-12-31T23:59:59 | Submitted:Submitted for Approval | Type | 3000x2200mm | n/a | n/a | n/a | Identity Data | n/a | n/a | n/a
Handing | n/a | 1900-12-31T23:59:59 | Submitted:Submitted for Approval | Type | 3000x2200mm | n/a | n/a | n/a | Identity Data | n/a | n/a
HardwareSet | n/a | 1900-12-31T23:59:59 | Submitted:Submitted for Approval | Type | 3000x2200mm | High security hinges; Flush line pop-out handles; Stainless steel wheels | n/a | n/a | Identity Data | n/a | n/a
HeadDetail | n/a | 1900-12-31T23:59:59 | Submitted:Submitted for Approval | Type | 3000x2200mm | n/a | n/a | n/a | Identity Data | n/a | n/a
HoldOpen | n/a | 1900-12-31T23:59:59 | Submitted:Submitted for Approval | Type | 3000x2200mm | n/a | n/a | n/a | Identity Data | n/a | n/a | n/a
JambDetail | n/a | 1900-12-31T23:59:59 | Submitted:Submitted for Approval | Type | 3000x2200mm | n/a | n/a | n/a | Identity Data | n/a | n/a
KeySuiting | n/a | 1900-12-31T23:59:59 | Submitted:Submitted for Approval | Type | 3000x2200mm | n/a | n/a | n/a | Identity Data | n/a | n/a
LeafFacing | n/a | 1900-12-31T23:59:59 | Submitted:Submitted for Approval | Type | 3000x2200mm | n/a | n/a | n/a | Identity Data | n/a | n/a
LeafFacingOptions | n/a | 1900-12-31T23:59:59 | Submitted:Submitted for Approval | Type | 3000x2200mm | Anodizing to BS 3987; Powder coating to BS 6496 and BS EN 12206-1 | n/a | n/a | Identity Data | n/a | n/a
LeafSwing | n/a | 1900-12-31T23:59:59 | Submitted:Submitted for Approval | Type | 3000x2200mm | n/a | n/a | n/a | Identity Data | n/a | n/a
Manufacturer | n/a | 1900-12-31T23:59:59 | Submitted:Submitted for Approval | Type | 3000x2200mm | AluK (GB) Ltd | n/a | n/a | Identity Data | n/a | n/a
ModelReference | n/a | 1900-12-31T23:59:59 | Submitted:Submitted for Approval | Type | 3000x2200mm | Folding Door System | n/a | n/a | Identity Data | n/a | n/a
NBSDescription | n/a | 1900-12-31T23:59:59 | Submitted:Submitted for Approval | Type | 3000x2200mm | Sliding folding doorset system | n/a | n/a | Identity Data | n/a | n/a
NBSReference | n/a | 1900-12-31T23:59:59 | Submitted:Submitted for Approval | Type | 3000x2200mm | 25-50-20/180 | n/a | n/a | Identity Data | n/a | n/a
OmniClass Number | n/a | 1900-12-31T23:59:59 | Submitted:Submitted for Approval | Type | 3000x2200mm |  | n/a | n/a | Identity Data | n/a | n/a
OmniClass Title | n/a | 1900-12-31T23:59:59 | Submitted:Submitted for Approval | Type | 3000x2200mm |  | n/a | n/a | Identity Data | n/a | n/a
OpeningMechanism | n/a | 1900-12-31T23:59:59 | Submitted:Submitted for Approval | Type | 3000x2200mm | n/a | n/a | n/a | Identity Data | n/a | n/a | n/a
SignageFire | n/a | 1900-12-31T23:59:59 | Submitted:Submitted for Approval | Type | 3000x2200mm | n/a | n/a | n/a | Identity Data | n/a | n/a
SignageSecurity | n/a | 1900-12-31T23:59:59 | Submitted:Submitted for Approval | Type | 3000x2200mm | n/a | n/a | n/a | Identity Data | n/a | n/a
SignageWayfinding | n/a | 1900-12-31T23:59:59 | Submitted:Submitted for Approval | Type | 3000x2200mm | n/a | n/a | n/a | Identity Data | n/a | n/a
SystemAccessories | n/a | 1900-12-31T23:59:59 | Submitted:Submitted for Approval | Type | 3000x2200mm | Low threshold with a 15 mm step height to meet Building Regulations Approved Document M | n/a | n/a | Identity Data | n/a | n/a
ThresholdBase | n/a | 1900-12-31T23:59:59 | Submitted:Submitted for Approval | Type | 3000x2200mm | n/a | n/a | n/a | Identity Data | n/a | n/a
ThresholdStripping | n/a | 1900-12-31T23:59:59 | Submitted:Submitted for Approval | Type | 3000x2200mm | TRUE | n/a | n/a | Identity Data | n/a | n/a | n/a
Trim | n/a | 1900-12-31T23:59:59 | Submitted:Submitted for Approval | Type | 3000x2200mm | n/a | n/a | n/a | Identity Data | n/a | n/a
Type Mark | n/a | 1900-12-31T23:59:59 | Submitted:Submitted for Approval | Type | 3000x2200mm | 181 | n/a | n/a | Identity Data | n/a | n/a
Version | n/a | 1900-12-31T23:59:59 | Submitted:Submitted for Approval | Type | 3000x2200mm | 4 | n/a | n/a | Identity Data | n/a | n/a
Frame/MullionMaterial | n/a | 1900-12-31T23:59:59 | Submitted:Submitted for Approval | Type | 3000x2200mm | NBS_Concept | n/a | n/a | Materials and Finishes | n/a | n/a
GlazingPanelMaterial | n/a | 1900-12-31T23:59:59 | Submitted:Submitted for Approval | Type | 3000x2200mm | NBS_Glass | n/a | n/a | Materials and Finishes | n/a | n/a
LeafMaterial | n/a | 1900-12-31T23:59:59 | Submitted:Submitted for Approval | Type | 3000x2200mm | NBS_Concept | n/a | n/a | Materials and Finishes | n/a | n/a
AccessibilityPerformance | n/a | 1900-12-31T23:59:59 | Submitted:Submitted for Approval | Type | 3000x2200mm | n/a | n/a | n/a | Other | n/a | n/a
AssetType | n/a | 1900-12-31T23:59:59 | Submitted:Submitted for Approval | Type | 3000x2200mm | Fixed | n/a | n/a | Other | n/a | n/a
Category | n/a | 1900-12-31T23:59:59 | Submitted:Submitted for Approval | Type | 3000x2200mm | n/a | n/a | n/a | Other | n/a | n/a
CodePerformance | n/a | 1900-12-31T23:59:59 | Submitted:Submitted for Approval | Type | 3000x2200mm | n/a | n/a | n/a | Other | n/a | n/a
Color | n/a | 1900-12-31T23:59:59 | Submitted:Submitted for Approval | Type | 3000x2200mm | n/a | n/a | n/a | Other | n/a | n/a
Constituents | n/a | 1900-12-31T23:59:59 | Submitted:Submitted for Approval | Type | 3000x2200mm | n/a | n/a | n/a | Other | n/a | n/a
DurationUnit | n/a | 1900-12-31T23:59:59 | Submitted:Submitted for Approval | Type | 3000x2200mm | year | n/a | n/a | Other | n/a | n/a
ExpectedLife | n/a | 1900-12-31T23:59:59 | Submitted:Submitted for Approval | Type | 3000x2200mm | n/a | n/a | n/a | Other | n/a | n/a
Features | n/a | 1900-12-31T23:59:59 | Submitted:Submitted for Approval | Type | 3000x2200mm | Available in single or dual colour | n/a | n/a | Other | n/a | n/a
Finish | n/a | 1900-12-31T23:59:59 | Submitted:Submitted for Approval | Type | 3000x2200mm | n/a | n/a | n/a | Other | n/a | n/a
Grade | n/a | 1900-12-31T23:59:59 | Submitted:Submitted for Approval | Type | 3000x2200mm | n/a | n/a | n/a | Other | n/a | n/a
Material | n/a | 1900-12-31T23:59:59 | Submitted:Submitted for Approval | Type | 3000x2200mm | Aluminium | n/a | n/a | Other | n/a | n/a
ModelNumber | n/a | 1900-12-31T23:59:59 | Submitted:Submitted for Approval | Type | 3000x2200mm | BSF70 | n/a | n/a | Other | n/a | n/a
Name | n/a | 1900-12-31T23:59:59 | Submitted:Submitted for Approval | Type | 3000x2200mm | SlidingFoldingDoorsetSystem_BSF70FoldingDoorSystem-3Panel_3000x2200mm_AluK | n/a | n/a | Other | n/a | n/a
ReplacementCost | n/a | 1900-12-31T23:59:59 | Submitted:Submitted for Approval | Type | 3000x2200mm | n/a | n/a | n/a | Other | n/a | n/a
Shape | n/a | 1900-12-31T23:59:59 | Submitted:Submitted for Approval | Type | 3000x2200mm | n/a | n/a | n/a | Other | n/a | n/a
Size | n/a | 1900-12-31T23:59:59 | Submitted:Submitted for Approval | Type | 3000x2200mm | 3000 x 2200 mm | n/a | n/a | Other | n/a | n/a
SustainabilityPerformance | n/a | 1900-12-31T23:59:59 | Submitted:Submitted for Approval | Type | 3000x2200mm | n/a | n/a | n/a | Other | n/a | n/a
WarrantyDescription | n/a | 1900-12-31T23:59:59 | Submitted:Submitted for Approval | Type | 3000x2200mm | n/a | n/a | n/a | Other | n/a | n/a
WarrantyDurationLabor | n/a | 1900-12-31T23:59:59 | Submitted:Submitted for Approval | Type | 3000x2200mm | n/a | n/a | n/a | Other | n/a | n/a
WarrantyDurationParts | n/a | 1900-12-31T23:59:59 | Submitted:Submitted for Approval | Type | 3000x2200mm | n/a | n/a | n/a | Other | n/a | n/a
WarrantyDurationUnit | n/a | 1900-12-31T23:59:59 | Submitted:Submitted for Approval | Type | 3000x2200mm | year | n/a | n/a | Other | n/a | n/a
WarrantyGuarantorLabor | n/a | 1900-12-31T23:59:59 | Submitted:Submitted for Approval | Type | 3000x2200mm | n/a | n/a | n/a | Other | n/a | n/a
WarrantyGuarantorParts | n/a | 1900-12-31T23:59:59 | Submitted:Submitted for Approval | Type | 3000x2200mm | n/a | n/a | n/a | Other | n/a | n/a
JambOffesetCalc | n/a | 1900-12-31T23:59:59 | Submitted:Submitted for Approval | Component | NBS_AluK_SldFldDrsetSym_BSF70FoldingDoorSystem-3Panel_Door-CurtainWall:3000x2200mm:371677 | 24 | n/a | n/a | Constraints | n/a | n/a | n/a
MullionInsertDepth | n/a | 1900-12-31T23:59:59 | Submitted:Submitted for Approval | Component | NBS_AluK_SldFldDrsetSym_BSF70FoldingDoorSystem-3Panel_Door-CurtainWall:3000x2200mm:371677 | 14 | n/a | n/a | Constraints | n/a | n/a | n/a
ClearOpeningHeight | n/a | 1900-12-31T23:59:59 | Submitted:Submitted for Approval | Component | NBS_AluK_SldFldDrsetSym_BSF70FoldingDoorSystem-3Panel_Door-CurtainWall:3000x2200mm:371677 | 2518.0003 | n/a | n/a | Dimensions | n/a | n/a | n/a
ClearOpeningWidth | n/a | 1900-12-31T23:59:59 | Submitted:Submitted for Approval | Component | NBS_AluK_SldFldDrsetSym_BSF70FoldingDoorSystem-3Panel_Door-CurtainWall:3000x2200mm:371677 | 3018.0007 | n/a | n/a | Dimensions | n/a | n/a | n/a
DoorCentreOffset | n/a | 1900-12-31T23:59:59 | Submitted:Submitted for Approval | Component | NBS_AluK_SldFldDrsetSym_BSF70FoldingDoorSystem-3Panel_Door-CurtainWall:3000x2200mm:371677 | 160 | n/a | n/a | Dimensions | n/a | n/a | n/a
GlazingPanel1Height | n/a | 1900-12-31T23:59:59 | Submitted:Submitted for Approval | Component | NBS_AluK_SldFldDrsetSym_BSF70FoldingDoorSystem-3Panel_Door-CurtainWall:3000x2200mm:371677 | 2406.0003 | n/a | n/a | Dimensions | n/a | n/a | n/a
GlazingPanelWidth | n/a | 1900-12-31T23:59:59 | Submitted:Submitted for Approval | Component | NBS_AluK_SldFldDrsetSym_BSF70FoldingDoorSystem-3Panel_Door-CurtainWall:3000x2200mm:371677 | 934.0002 | n/a | n/a | Dimensions | n/a | n/a | n/a
Height | n/a | 1900-12-31T23:59:59 | Submitted:Submitted for Approval | Component | NBS_AluK_SldFldDrsetSym_BSF70FoldingDoorSystem-3Panel_Door-CurtainWall:3000x2200mm:371677 | 2660.0003 | n/a | n/a | Dimensions | n/a | n/a | n/a
LeafHeight | n/a | 1900-12-31T23:59:59 | Submitted:Submitted for Approval | Component | NBS_AluK_SldFldDrsetSym_BSF70FoldingDoorSystem-3Panel_Door-CurtainWall:3000x2200mm:371677 | 2534.0003 | n/a | n/a | Dimensions | n/a | n/a | n/a
MainLeafWidth | n/a | 1900-12-31T23:59:59 | Submitted:Submitted for Approval | Component | NBS_AluK_SldFldDrsetSym_BSF70FoldingDoorSystem-3Panel_Door-CurtainWall:3000x2200mm:371677 | 1062.0002 | n/a | n/a | Dimensions | n/a | n/a | n/a
OpeningTolerance | n/a | 1900-12-31T23:59:59 | Submitted:Submitted for Approval | Component | NBS_AluK_SldFldDrsetSym_BSF70FoldingDoorSystem-3Panel_Door-CurtainWall:3000x2200mm:371677 | 12 | n/a | n/a | Dimensions | n/a | n/a | n/a
StructuralOpeningHeight | n/a | 1900-12-31T23:59:59 | Submitted:Submitted for Approval | Component | NBS_AluK_SldFldDrsetSym_BSF70FoldingDoorSystem-3Panel_Door-CurtainWall:3000x2200mm:371677 | 2660.0003 | n/a | n/a | Dimensions | n/a | n/a | n/a
StructuralOpeningWidth | n/a | 1900-12-31T23:59:59 | Submitted:Submitted for Approval | Component | NBS_AluK_SldFldDrsetSym_BSF70FoldingDoorSystem-3Panel_Door-CurtainWall:3000x2200mm:371677 | 3400.0007 | n/a | n/a | Dimensions | n/a | n/a | n/a
Width | n/a | 1900-12-31T23:59:59 | Submitted:Submitted for Approval | Component | NBS_AluK_SldFldDrsetSym_BSF70FoldingDoorSystem-3Panel_Door-CurtainWall:3000x2200mm:371677 | 3400.0007 | n/a | n/a | Dimensions | n/a | n/a | n/a
Mark | n/a | 1900-12-31T23:59:59 | Submitted:Submitted for Approval | Component | NBS_AluK_SldFldDrsetSym_BSF70FoldingDoorSystem-3Panel_Door-CurtainWall:3000x2200mm:371677 | 15 | n/a | n/a | Identity Data | n/a | n/a
AssetIdentifier | n/a | 1900-12-31T23:59:59 | Submitted:Submitted for Approval | Component | NBS_AluK_SldFldDrsetSym_BSF70FoldingDoorSystem-3Panel_Door-CurtainWall:3000x2200mm:371677 | n/a | n/a | n/a | Other | n/a | n/a
BarCode | n/a | 1900-12-31T23:59:59 | Submitted:Submitted for Approval | Component | NBS_AluK_SldFldDrsetSym_BSF70FoldingDoorSystem-3Panel_Door-CurtainWall:3000x2200mm:371677 | n/a | n/a | n/a | Other | n/a | n/a
InstallationDate | n/a | 1900-12-31T23:59:59 | Submitted:Submitted for Approval | Component | NBS_AluK_SldFldDrsetSym_BSF70FoldingDoorSystem-3Panel_Door-CurtainWall:3000x2200mm:371677 | 12/31/1900 23:59:59 | n/a | n/a | Other | n/a | n/a
NominalHeight | n/a | 1900-12-31T23:59:59 | Submitted:Submitted for Approval | Component | NBS_AluK_SldFldDrsetSym_BSF70FoldingDoorSystem-3Panel_Door-CurtainWall:3000x2200mm:371677 | 2660.0003 | n/a | n/a | Other | n/a | n/a | n/a
NominalLength | n/a | 1900-12-31T23:59:59 | Submitted:Submitted for Approval | Component | NBS_AluK_SldFldDrsetSym_BSF70FoldingDoorSystem-3Panel_Door-CurtainWall:3000x2200mm:371677 | 0 | n/a | n/a | Other | n/a | n/a | n/a
NominalWidth | n/a | 1900-12-31T23:59:59 | Submitted:Submitted for Approval | Component | NBS_AluK_SldFldDrsetSym_BSF70FoldingDoorSystem-3Panel_Door-CurtainWall:3000x2200mm:371677 | 3400.0007 | n/a | n/a | Other | n/a | n/a | n/a
SerialNumber | n/a | 1900-12-31T23:59:59 | Submitted:Submitted for Approval | Component | NBS_AluK_SldFldDrsetSym_BSF70FoldingDoorSystem-3Panel_Door-CurtainWall:3000x2200mm:371677 | n/a | n/a | n/a | Other | n/a | n/a
TagNumber | n/a | 1900-12-31T23:59:59 | Submitted:Submitted for Approval | Component | NBS_AluK_SldFldDrsetSym_BSF70FoldingDoorSystem-3Panel_Door-CurtainWall:3000x2200mm:371677 | n/a | n/a | n/a | Other | n/a | n/a
WarrantyStartDate | n/a | 1900-12-31T23:59:59 | Submitted:Submitted for Approval | Component | NBS_AluK_SldFldDrsetSym_BSF70FoldingDoorSystem-3Panel_Door-CurtainWall:3000x2200mm:371677 | 12/31/1900 23:59:59 | n/a | n/a | Other | n/a | n/a
Phase Created | n/a | 1900-12-31T23:59:59 | Submitted:Submitted for Approval | Component | NBS_AluK_SldFldDrsetSym_BSF70FoldingDoorSystem-3Panel_Door-CurtainWall:3000x2200mm:371677 | New Construction | n/a | n/a | Phasing | n/a | n/a
Reference | n/a | 1900-12-31T23:59:59 | Submitted:Submitted for Approval | Component | NBS_AluK_SldFldDrsetSym_BSF70FoldingDoorSystem-3Panel_Door-CurtainWall:3000x2200mm:371677 | n/a | n/a | n/a | Pset_BuildingElementProxyCommon | n/a | n/a
ModelReference | n/a | 1900-12-31T23:59:59 | Submitted:Submitted for Approval | Component | NBS_AluK_SldFldDrsetSym_BSF70FoldingDoorSystem-3Panel_Door-CurtainWall:3000x2200mm:371677 | Folding Door System | n/a | n/a | Pset_ManufacturerTypeInformation | n/a | n/a
Manufacturer | n/a | 1900-12-31T23:59:59 | Submitted:Submitted for Approval | Component | NBS_AluK_SldFldDrsetSym_BSF70FoldingDoorSystem-3Panel_Door-CurtainWall:3000x2200mm:371677 | AluK (GB) Ltd | n/a | n/a | Pset_ManufacturerTypeInformation | n/a | n/a
Analytic Construction | n/a | 1900-12-31T23:59:59 | Submitted:Submitted for Approval | Type | 3000x2200mm | <None> | n/a | n/a | Analytical Properties | n/a | n/a
MaximumLeafHeight | n/a | 1900-12-31T23:59:59 | Submitted:Submitted for Approval | Type | 3000x2200mm | 3000 | n/a | n/a | Constraints | n/a | n/a | n/a
MaximumLeafWidth | n/a | 1900-12-31T23:59:59 | Submitted:Submitted for Approval | Type | 3000x2200mm | 1200 | n/a | n/a | Constraints | n/a | n/a | n/a
Function | n/a | 1900-12-31T23:59:59 | Submitted:Submitted for Approval | Type | 3000x2200mm | Exterior | n/a | n/a | Construction | n/a | n/a
NumberOfLeafs | n/a | 1900-12-31T23:59:59 | Submitted:Submitted for Approval | Type | 3000x2200mm | 3 | n/a | n/a | Construction | n/a | n/a | n/a
AirPermeability | n/a | 1900-12-31T23:59:59 | Submitted:Submitted for Approval | Type | 3000x2200mm | Class 4 | n/a | n/a | Data | n/a | n/a
BreakoutFacility | n/a | 1900-12-31T23:59:59 | Submitted:Submitted for Approval | Type | 3000x2200mm | TRUE | n/a | n/a | Data | n/a | n/a | n/a
Certification | n/a | 1900-12-31T23:59:59 | Submitted:Submitted for Approval | Type | 3000x2200mm | Secured by Design, PAS 23, PAS 24, BS6375 | n/a | n/a | Data | n/a | n/a
DoorLeafOptions | n/a | 1900-12-31T23:59:59 | Submitted:Submitted for Approval | Type | 3000x2200mm | Folding Sliding Door; Traffic Door | n/a | n/a | Data | n/a | n/a
FrameFinishOptions | n/a | 1900-12-31T23:59:59 | Submitted:Submitted for Approval | Type | 3000x2200mm | Anodizing to BS 3987; Powder coating to BS 6496 and BS EN 12206-1 | n/a | n/a | Data | n/a | n/a
GlassUnitOptions | n/a | 1900-12-31T23:59:59 | Submitted:Submitted for Approval | Type | 3000x2200mm | Double; Triple | n/a | n/a | Data | n/a | n/a
GlazingBeadOptions | n/a | 1900-12-31T23:59:59 | Submitted:Submitted for Approval | Type | 3000x2200mm | Chamfered; Square | n/a | n/a | Data | n/a | n/a
GlazingBeadPositioning | n/a | 1900-12-31T23:59:59 | Submitted:Submitted for Approval | Type | 3000x2200mm | Internal | n/a | n/a | Data | n/a | n/a
GlazingThicknessOptions | n/a | 1900-12-31T23:59:59 | Submitted:Submitted for Approval | Type | 3000x2200mm | 24-40 mm | n/a | n/a | Data | n/a | n/a
GreenGuideRating | n/a | 1900-12-31T23:59:59 | Submitted:Submitted for Approval | Type | 3000x2200mm | A | n/a | n/a | Data | n/a | n/a
LockingOptions | n/a | 1900-12-31T23:59:59 | Submitted:Submitted for Approval | Type | 3000x2200mm | Multi-point locking | n/a | n/a | Data | n/a | n/a
MaximumLeafWeight | n/a | 1900-12-31T23:59:59 | Submitted:Submitted for Approval | Type | 3000x2200mm | 0 | n/a | n/a | Data | n/a | n/a | n/a
SashSizeOptions | n/a | 1900-12-31T23:59:59 | Submitted:Submitted for Approval | Type | 3000x2200mm | 550-1200 x 1600-3000 mm | n/a | n/a | Data | n/a | n/a
StackingOptions | n/a | 1900-12-31T23:59:59 | Submitted:Submitted for Approval | Type | 3000x2200mm | Left; Right; Centre split | n/a | n/a | Data | n/a | n/a
WaterTightness | n/a | 1900-12-31T23:59:59 | Submitted:Submitted for Approval | Type | 3000x2200mm | Class 7A | n/a | n/a | Data | n/a | n/a
WindResistance | n/a | 1900-12-31T23:59:59 | Submitted:Submitted for Approval | Type | 3000x2200mm | Class E2400 | n/a | n/a | Data | n/a | n/a
FloatingMullionThickness | n/a | 1900-12-31T23:59:59 | Submitted:Submitted for Approval | Type | 3000x2200mm | 50 | n/a | n/a | Dimensions | n/a | n/a | n/a
FrameDepth | n/a | 1900-12-31T23:59:59 | Submitted:Submitted for Approval | Type | 3000x2200mm | 70 | n/a | n/a | Dimensions | n/a | n/a | n/a
GlazingPanelThickness | n/a | 1900-12-31T23:59:59 | Submitted:Submitted for Approval | Type | 3000x2200mm | 28 | n/a | n/a | Dimensions | n/a | n/a | n/a
LeafFrameWidth | n/a | 1900-12-31T23:59:59 | Submitted:Submitted for Approval | Type | 3000x2200mm | 64 | n/a | n/a | Dimensions | n/a | n/a | n/a
LeafThickness | n/a | 1900-12-31T23:59:59 | Submitted:Submitted for Approval | Type | 3000x2200mm | 70 | n/a | n/a | Dimensions | n/a | n/a | n/a
MeetingStileTolerance | n/a | 1900-12-31T23:59:59 | Submitted:Submitted for Approval | Type | 3000x2200mm | 12 | n/a | n/a | Dimensions | n/a | n/a | n/a
OuterFrameThickness | n/a | 1900-12-31T23:59:59 | Submitted:Submitted for Approval | Type | 3000x2200mm | 34 | n/a | n/a | Dimensions | n/a | n/a | n/a
OuterFrameWidth | n/a | 1900-12-31T23:59:59 | Submitted:Submitted for Approval | Type | 3000x2200mm | 54 | n/a | n/a | Dimensions | n/a | n/a | n/a
StructuralTolerance | n/a | 1900-12-31T23:59:59 | Submitted:Submitted for Approval | Type | 3000x2200mm | 10 | n/a | n/a | Dimensions | n/a | n/a | n/a
Thickness | n/a | 1900-12-31T23:59:59 | Submitted:Submitted for Approval | Type | 3000x2200mm | 70 | n/a | n/a | Dimensions | n/a | n/a | n/a
ThresholdHeight | n/a | 1900-12-31T23:59:59 | Submitted:Submitted for Approval | Type | 3000x2200mm | 34 | n/a | n/a | Dimensions | n/a | n/a | n/a
FireRating | n/a | 1900-12-31T23:59:59 | Submitted:Submitted for Approval | Type | 3000x2200mm | n/a | n/a | n/a | Fire Protection | n/a | n/a
ManufacturerURL | n/a | 1900-12-31T23:59:59 | Submitted:Submitted for Approval | Type | 3000x2200mm | www.aluk.co.uk | n/a | n/a | General | n/a | n/a
NBSCertification | n/a | 1900-12-31T23:59:59 | Submitted:Submitted for Approval | Type | 3000x2200mm | www.nationalbimlibrary.com/aluk/bsf70-folding-door-system-3-panel-curtain-walling-placement | n/a | n/a | General | n/a | n/a
NBSNote | n/a | 1900-12-31T23:59:59 | Submitted:Submitted for Approval | Type | 3000x2200mm | n/a | n/a | n/a | General | n/a | n/a
NBSOfficeMasterTag | n/a | 1900-12-31T23:59:59 | Submitted:Submitted for Approval | Type | 3000x2200mm | n/a | n/a | n/a | General | n/a | n/a
NBSTypeID | n/a | 1900-12-31T23:59:59 | Submitted:Submitted for Approval | Type | 3000x2200mm | n/a | n/a | n/a | General | n/a | n/a
ProductInformation | n/a | 1900-12-31T23:59:59 | Submitted:Submitted for Approval | Type | 3000x2200mm | www.aluk.co.uk/uploads/files/aluk/product_literature/21/AluK_BSF70_Folding_Door_System.pdf | n/a | n/a | General | n/a | n/a
Revision | n/a | 1900-12-31T23:59:59 | Submitted:Submitted for Approval | Type | 3000x2200mm | n/a | n/a | n/a | General | n/a | n/a
Uniclass2 | n/a | 1900-12-31T23:59:59 | Submitted:Submitted for Approval | Type | 3000x2200mm | 25-30-20/178 | n/a | n/a | General | n/a | n/a
AdditionalHardware | n/a | 1900-12-31T23:59:59 | Submitted:Submitted for Approval | Type | 3000x2200mm | n/a | n/a | n/a | Identity Data | n/a | n/a
AlternativeDoorsetGlazing | n/a | 1900-12-31T23:59:59 | Submitted:Submitted for Approval | Type | 3000x2200mm | n/a | n/a | n/a | Identity Data | n/a | n/a
AntiFingerTrapRequirement | n/a | 1900-12-31T23:59:59 | Submitted:Submitted for Approval | Type | 3000x2200mm | n/a | n/a | n/a | Identity Data | n/a | n/a | n/a
Assembly Code | n/a | 1900-12-31T23:59:59 | Submitted:Submitted for Approval | Type | 3000x2200mm |  | n/a | n/a | Identity Data | n/a | n/a
Assembly Description | n/a | 1900-12-31T23:59:59 | Submitted:Submitted for Approval | Type | 3000x2200mm |  | n/a | n/a | Identity Data | n/a | n/a
Author | n/a | 1900-12-31T23:59:59 | Submitted:Submitted for Approval | Type | 3000x2200mm | NBS | n/a | n/a | Identity Data | n/a | n/a
BIMObjectName | n/a | 1900-12-31T23:59:59 | Submitted:Submitted for Approval | Type | 3000x2200mm | nbl_AluK_SlidingFoldingDoorsetSystem_BSF70FoldingDoorSystem-3Panel | n/a | n/a | Identity Data | n/a | n/a
ComponentNumber | n/a | 1900-12-31T23:59:59 | Submitted:Submitted for Approval | Type | 3000x2200mm | n/a | n/a | n/a | Identity Data | n/a | n/a
Configuration | n/a | 1900-12-31T23:59:59 | Submitted:Submitted for Approval | Type | 3000x2200mm | 3 panel | n/a | n/a | Identity Data | n/a | n/a
ConfigurationOptions | n/a | 1900-12-31T23:59:59 | Submitted:Submitted for Approval | Type | 3000x2200mm | The BSF70 folding door system is available in a wide range of configurations. Panels can be stacked inside or outside, to the left or right, or split stacked on both sides. Please contact AluK Technical Support for further information | n/a | n/a | Identity Data | n/a | n/a
Description | n/a | 1900-12-31T23:59:59 | Submitted:Submitted for Approval | Type | 3000x2200mm | BSF70 aluminium folding door system | n/a | n/a | Identity Data | n/a | n/a
DoorNumber | n/a | 1900-12-31T23:59:59 | Submitted:Submitted for Approval | Type | 3000x2200mm | n/a | n/a | n/a | Identity Data | n/a | n/a
DoorSeal | n/a | 1900-12-31T23:59:59 | Submitted:Submitted for Approval | Type | 3000x2200mm | TRUE | n/a | n/a | Identity Data | n/a | n/a | n/a
DoorsetFasteners | n/a | 1900-12-31T23:59:59 | Submitted:Submitted for Approval | Type | 3000x2200mm | n/a | n/a | n/a | Identity Data | n/a | n/a
DoorsetType | n/a | 1900-12-31T23:59:59 | Submitted:Submitted for Approval | Type | 3000x2200mm | Aluminium | n/a | n/a | Identity Data | n/a | n/a
ElectronicLock | n/a | 1900-12-31T23:59:59 | Submitted:Submitted for Approval | Type | 3000x2200mm | n/a | n/a | n/a | Identity Data | n/a | n/a | n/a
FloorFinish | n/a | 1900-12-31T23:59:59 | Submitted:Submitted for Approval | Type | 3000x2200mm | n/a | n/a | n/a | Identity Data | n/a | n/a
FrameFinish | n/a | 1900-12-31T23:59:59 | Submitted:Submitted for Approval | Type | 3000x2200mm | n/a | n/a | n/a | Identity Data | n/a | n/a
FrameMaterial | n/a | 1900-12-31T23:59:59 | Submitted:Submitted for Approval | Type | 3000x2200mm | Aluminium | n/a | n/a | Identity Data | n/a | n/a
FrameRevealFiller | n/a | 1900-12-31T23:59:59 | Submitted:Submitted for Approval | Type | 3000x2200mm | n/a | n/a | n/a | Identity Data | n/a | n/a
FrameSeal | n/a | 1900-12-31T23:59:59 | Submitted:Submitted for Approval | Type | 3000x2200mm | n/a | n/a | n/a | Identity Data | n/a | n/a | n/a
Handing | n/a | 1900-12-31T23:59:59 | Submitted:Submitted for Approval | Type | 3000x2200mm | n/a | n/a | n/a | Identity Data | n/a | n/a
HardwareSet | n/a | 1900-12-31T23:59:59 | Submitted:Submitted for Approval | Type | 3000x2200mm | High security hinges; Flush line pop-out handles; Stainless steel wheels | n/a | n/a | Identity Data | n/a | n/a
HeadDetail | n/a | 1900-12-31T23:59:59 | Submitted:Submitted for Approval | Type | 3000x2200mm | n/a | n/a | n/a | Identity Data | n/a | n/a
HoldOpen | n/a | 1900-12-31T23:59:59 | Submitted:Submitted for Approval | Type | 3000x2200mm | n/a | n/a | n/a | Identity Data | n/a | n/a | n/a
JambDetail | n/a | 1900-12-31T23:59:59 | Submitted:Submitted for Approval | Type | 3000x2200mm | n/a | n/a | n/a | Identity Data | n/a | n/a
KeySuiting | n/a | 1900-12-31T23:59:59 | Submitted:Submitted for Approval | Type | 3000x2200mm | n/a | n/a | n/a | Identity Data | n/a | n/a
LeafFacing | n/a | 1900-12-31T23:59:59 | Submitted:Submitted for Approval | Type | 3000x2200mm | n/a | n/a | n/a | Identity Data | n/a | n/a
LeafFacingOptions | n/a | 1900-12-31T23:59:59 | Submitted:Submitted for Approval | Type | 3000x2200mm | Anodizing to BS 3987; Powder coating to BS 6496 and BS EN 12206-1 | n/a | n/a | Identity Data | n/a | n/a
LeafSwing | n/a | 1900-12-31T23:59:59 | Submitted:Submitted for Approval | Type | 3000x2200mm | n/a | n/a | n/a | Identity Data | n/a | n/a
Manufacturer | n/a | 1900-12-31T23:59:59 | Submitted:Submitted for Approval | Type | 3000x2200mm | AluK (GB) Ltd | n/a | n/a | Identity Data | n/a | n/a
ModelReference | n/a | 1900-12-31T23:59:59 | Submitted:Submitted for Approval | Type | 3000x2200mm | Folding Door System | n/a | n/a | Identity Data | n/a | n/a
NBSDescription | n/a | 1900-12-31T23:59:59 | Submitted:Submitted for Approval | Type | 3000x2200mm | Sliding folding doorset system | n/a | n/a | Identity Data | n/a | n/a
NBSReference | n/a | 1900-12-31T23:59:59 | Submitted:Submitted for Approval | Type | 3000x2200mm | 25-50-20/180 | n/a | n/a | Identity Data | n/a | n/a
OmniClass Number | n/a | 1900-12-31T23:59:59 | Submitted:Submitted for Approval | Type | 3000x2200mm |  | n/a | n/a | Identity Data | n/a | n/a
OmniClass Title | n/a | 1900-12-31T23:59:59 | Submitted:Submitted for Approval | Type | 3000x2200mm |  | n/a | n/a | Identity Data | n/a | n/a
OpeningMechanism | n/a | 1900-12-31T23:59:59 | Submitted:Submitted for Approval | Type | 3000x2200mm | n/a | n/a | n/a | Identity Data | n/a | n/a | n/a
SignageFire | n/a | 1900-12-31T23:59:59 | Submitted:Submitted for Approval | Type | 3000x2200mm | n/a | n/a | n/a | Identity Data | n/a | n/a
SignageSecurity | n/a | 1900-12-31T23:59:59 | Submitted:Submitted for Approval | Type | 3000x2200mm | n/a | n/a | n/a | Identity Data | n/a | n/a
SignageWayfinding | n/a | 1900-12-31T23:59:59 | Submitted:Submitted for Approval | Type | 3000x2200mm | n/a | n/a | n/a | Identity Data | n/a | n/a
SystemAccessories | n/a | 1900-12-31T23:59:59 | Submitted:Submitted for Approval | Type | 3000x2200mm | Low threshold with a 15 mm step height to meet Building Regulations Approved Document M | n/a | n/a | Identity Data | n/a | n/a
ThresholdBase | n/a | 1900-12-31T23:59:59 | Submitted:Submitted for Approval | Type | 3000x2200mm | n/a | n/a | n/a | Identity Data | n/a | n/a
ThresholdStripping | n/a | 1900-12-31T23:59:59 | Submitted:Submitted for Approval | Type | 3000x2200mm | TRUE | n/a | n/a | Identity Data | n/a | n/a | n/a
Trim | n/a | 1900-12-31T23:59:59 | Submitted:Submitted for Approval | Type | 3000x2200mm | n/a | n/a | n/a | Identity Data | n/a | n/a
Type Mark | n/a | 1900-12-31T23:59:59 | Submitted:Submitted for Approval | Type | 3000x2200mm | 181 | n/a | n/a | Identity Data | n/a | n/a
Version | n/a | 1900-12-31T23:59:59 | Submitted:Submitted for Approval | Type | 3000x2200mm | 4 | n/a | n/a | Identity Data | n/a | n/a
Frame/MullionMaterial | n/a | 1900-12-31T23:59:59 | Submitted:Submitted for Approval | Type | 3000x2200mm | NBS_Concept | n/a | n/a | Materials and Finishes | n/a | n/a
GlazingPanelMaterial | n/a | 1900-12-31T23:59:59 | Submitted:Submitted for Approval | Type | 3000x2200mm | NBS_Glass | n/a | n/a | Materials and Finishes | n/a | n/a
LeafMaterial | n/a | 1900-12-31T23:59:59 | Submitted:Submitted for Approval | Type | 3000x2200mm | NBS_Concept | n/a | n/a | Materials and Finishes | n/a | n/a
AccessibilityPerformance | n/a | 1900-12-31T23:59:59 | Submitted:Submitted for Approval | Type | 3000x2200mm | n/a | n/a | n/a | Other | n/a | n/a
AssetType | n/a | 1900-12-31T23:59:59 | Submitted:Submitted for Approval | Type | 3000x2200mm | Fixed | n/a | n/a | Other | n/a | n/a
Category | n/a | 1900-12-31T23:59:59 | Submitted:Submitted for Approval | Type | 3000x2200mm | n/a | n/a | n/a | Other | n/a | n/a
CodePerformance | n/a | 1900-12-31T23:59:59 | Submitted:Submitted for Approval | Type | 3000x2200mm | n/a | n/a | n/a | Other | n/a | n/a
Color | n/a | 1900-12-31T23:59:59 | Submitted:Submitted for Approval | Type | 3000x2200mm | n/a | n/a | n/a | Other | n/a | n/a
Constituents | n/a | 1900-12-31T23:59:59 | Submitted:Submitted for Approval | Type | 3000x2200mm | n/a | n/a | n/a | Other | n/a | n/a
DurationUnit | n/a | 1900-12-31T23:59:59 | Submitted:Submitted for Approval | Type | 3000x2200mm | year | n/a | n/a | Other | n/a | n/a
ExpectedLife | n/a | 1900-12-31T23:59:59 | Submitted:Submitted for Approval | Type | 3000x2200mm | n/a | n/a | n/a | Other | n/a | n/a
Features | n/a | 1900-12-31T23:59:59 | Submitted:Submitted for Approval | Type | 3000x2200mm | Available in single or dual colour | n/a | n/a | Other | n/a | n/a
Finish | n/a | 1900-12-31T23:59:59 | Submitted:Submitted for Approval | Type | 3000x2200mm | n/a | n/a | n/a | Other | n/a | n/a
Grade | n/a | 1900-12-31T23:59:59 | Submitted:Submitted for Approval | Type | 3000x2200mm | n/a | n/a | n/a | Other | n/a | n/a
Material | n/a | 1900-12-31T23:59:59 | Submitted:Submitted for Approval | Type | 3000x2200mm | Aluminium | n/a | n/a | Other | n/a | n/a
ModelNumber | n/a | 1900-12-31T23:59:59 | Submitted:Submitted for Approval | Type | 3000x2200mm | BSF70 | n/a | n/a | Other | n/a | n/a
Name | n/a | 1900-12-31T23:59:59 | Submitted:Submitted for Approval | Type | 3000x2200mm | SlidingFoldingDoorsetSystem_BSF70FoldingDoorSystem-3Panel_3000x2200mm_AluK | n/a | n/a | Other | n/a | n/a
ReplacementCost | n/a | 1900-12-31T23:59:59 | Submitted:Submitted for Approval | Type | 3000x2200mm | n/a | n/a | n/a | Other | n/a | n/a
Shape | n/a | 1900-12-31T23:59:59 | Submitted:Submitted for Approval | Type | 3000x2200mm | n/a | n/a | n/a | Other | n/a | n/a
Size | n/a | 1900-12-31T23:59:59 | Submitted:Submitted for Approval | Type | 3000x2200mm | 3000 x 2200 mm | n/a | n/a | Other | n/a | n/a
SustainabilityPerformance | n/a | 1900-12-31T23:59:59 | Submitted:Submitted for Approval | Type | 3000x2200mm | n/a | n/a | n/a | Other | n/a | n/a
WarrantyDescription | n/a | 1900-12-31T23:59:59 | Submitted:Submitted for Approval | Type | 3000x2200mm | n/a | n/a | n/a | Other | n/a | n/a
WarrantyDurationLabor | n/a | 1900-12-31T23:59:59 | Submitted:Submitted for Approval | Type | 3000x2200mm | n/a | n/a | n/a | Other | n/a | n/a
WarrantyDurationParts | n/a | 1900-12-31T23:59:59 | Submitted:Submitted for Approval | Type | 3000x2200mm | n/a | n/a | n/a | Other | n/a | n/a
WarrantyDurationUnit | n/a | 1900-12-31T23:59:59 | Submitted:Submitted for Approval | Type | 3000x2200mm | year | n/a | n/a | Other | n/a | n/a
WarrantyGuarantorLabor | n/a | 1900-12-31T23:59:59 | Submitted:Submitted for Approval | Type | 3000x2200mm | n/a | n/a | n/a | Other | n/a | n/a
WarrantyGuarantorParts | n/a | 1900-12-31T23:59:59 | Submitted:Submitted for Approval | Type | 3000x2200mm | n/a | n/a | n/a | Other | n/a | n/a
JambOffesetCalc | n/a | 1900-12-31T23:59:59 | Submitted:Submitted for Approval | Component | NBS_AluK_SldFldDrsetSym_BSF70FoldingDoorSystem-3Panel_Door-CurtainWall:3000x2200mm:372324 | 24 | n/a | n/a | Constraints | n/a | n/a | n/a
MullionInsertDepth | n/a | 1900-12-31T23:59:59 | Submitted:Submitted for Approval | Component | NBS_AluK_SldFldDrsetSym_BSF70FoldingDoorSystem-3Panel_Door-CurtainWall:3000x2200mm:372324 | 14 | n/a | n/a | Constraints | n/a | n/a | n/a
ClearOpeningHeight | n/a | 1900-12-31T23:59:59 | Submitted:Submitted for Approval | Component | NBS_AluK_SldFldDrsetSym_BSF70FoldingDoorSystem-3Panel_Door-CurtainWall:3000x2200mm:372324 | 2518.0003 | n/a | n/a | Dimensions | n/a | n/a | n/a
ClearOpeningWidth | n/a | 1900-12-31T23:59:59 | Submitted:Submitted for Approval | Component | NBS_AluK_SldFldDrsetSym_BSF70FoldingDoorSystem-3Panel_Door-CurtainWall:3000x2200mm:372324 | 3018.0007 | n/a | n/a | Dimensions | n/a | n/a | n/a
DoorCentreOffset | n/a | 1900-12-31T23:59:59 | Submitted:Submitted for Approval | Component | NBS_AluK_SldFldDrsetSym_BSF70FoldingDoorSystem-3Panel_Door-CurtainWall:3000x2200mm:372324 | 160 | n/a | n/a | Dimensions | n/a | n/a | n/a
GlazingPanel1Height | n/a | 1900-12-31T23:59:59 | Submitted:Submitted for Approval | Component | NBS_AluK_SldFldDrsetSym_BSF70FoldingDoorSystem-3Panel_Door-CurtainWall:3000x2200mm:372324 | 2406.0003 | n/a | n/a | Dimensions | n/a | n/a | n/a
GlazingPanelWidth | n/a | 1900-12-31T23:59:59 | Submitted:Submitted for Approval | Component | NBS_AluK_SldFldDrsetSym_BSF70FoldingDoorSystem-3Panel_Door-CurtainWall:3000x2200mm:372324 | 934.0002 | n/a | n/a | Dimensions | n/a | n/a | n/a
Height | n/a | 1900-12-31T23:59:59 | Submitted:Submitted for Approval | Component | NBS_AluK_SldFldDrsetSym_BSF70FoldingDoorSystem-3Panel_Door-CurtainWall:3000x2200mm:372324 | 2660.0003 | n/a | n/a | Dimensions | n/a | n/a | n/a
LeafHeight | n/a | 1900-12-31T23:59:59 | Submitted:Submitted for Approval | Component | NBS_AluK_SldFldDrsetSym_BSF70FoldingDoorSystem-3Panel_Door-CurtainWall:3000x2200mm:372324 | 2534.0003 | n/a | n/a | Dimensions | n/a | n/a | n/a
MainLeafWidth | n/a | 1900-12-31T23:59:59 | Submitted:Submitted for Approval | Component | NBS_AluK_SldFldDrsetSym_BSF70FoldingDoorSystem-3Panel_Door-CurtainWall:3000x2200mm:372324 | 1062.0002 | n/a | n/a | Dimensions | n/a | n/a | n/a
OpeningTolerance | n/a | 1900-12-31T23:59:59 | Submitted:Submitted for Approval | Component | NBS_AluK_SldFldDrsetSym_BSF70FoldingDoorSystem-3Panel_Door-CurtainWall:3000x2200mm:372324 | 12 | n/a | n/a | Dimensions | n/a | n/a | n/a
StructuralOpeningHeight | n/a | 1900-12-31T23:59:59 | Submitted:Submitted for Approval | Component | NBS_AluK_SldFldDrsetSym_BSF70FoldingDoorSystem-3Panel_Door-CurtainWall:3000x2200mm:372324 | 2660.0003 | n/a | n/a | Dimensions | n/a | n/a | n/a
StructuralOpeningWidth | n/a | 1900-12-31T23:59:59 | Submitted:Submitted for Approval | Component | NBS_AluK_SldFldDrsetSym_BSF70FoldingDoorSystem-3Panel_Door-CurtainWall:3000x2200mm:372324 | 3400.0007 | n/a | n/a | Dimensions | n/a | n/a | n/a
Width | n/a | 1900-12-31T23:59:59 | Submitted:Submitted for Approval | Component | NBS_AluK_SldFldDrsetSym_BSF70FoldingDoorSystem-3Panel_Door-CurtainWall:3000x2200mm:372324 | 3400.0007 | n/a | n/a | Dimensions | n/a | n/a | n/a
Mark | n/a | 1900-12-31T23:59:59 | Submitted:Submitted for Approval | Component | NBS_AluK_SldFldDrsetSym_BSF70FoldingDoorSystem-3Panel_Door-CurtainWall:3000x2200mm:372324 | 14 | n/a | n/a | Identity Data | n/a | n/a
AssetIdentifier | n/a | 1900-12-31T23:59:59 | Submitted:Submitted for Approval | Component | NBS_AluK_SldFldDrsetSym_BSF70FoldingDoorSystem-3Panel_Door-CurtainWall:3000x2200mm:372324 | n/a | n/a | n/a | Other | n/a | n/a
BarCode | n/a | 1900-12-31T23:59:59 | Submitted:Submitted for Approval | Component | NBS_AluK_SldFldDrsetSym_BSF70FoldingDoorSystem-3Panel_Door-CurtainWall:3000x2200mm:372324 | n/a | n/a | n/a | Other | n/a | n/a
InstallationDate | n/a | 1900-12-31T23:59:59 | Submitted:Submitted for Approval | Component | NBS_AluK_SldFldDrsetSym_BSF70FoldingDoorSystem-3Panel_Door-CurtainWall:3000x2200mm:372324 | 12/31/1900 23:59:59 | n/a | n/a | Other | n/a | n/a
NominalHeight | n/a | 1900-12-31T23:59:59 | Submitted:Submitted for Approval | Component | NBS_AluK_SldFldDrsetSym_BSF70FoldingDoorSystem-3Panel_Door-CurtainWall:3000x2200mm:372324 | 2660.0003 | n/a | n/a | Other | n/a | n/a | n/a
NominalLength | n/a | 1900-12-31T23:59:59 | Submitted:Submitted for Approval | Component | NBS_AluK_SldFldDrsetSym_BSF70FoldingDoorSystem-3Panel_Door-CurtainWall:3000x2200mm:372324 | 0 | n/a | n/a | Other | n/a | n/a | n/a
NominalWidth | n/a | 1900-12-31T23:59:59 | Submitted:Submitted for Approval | Component | NBS_AluK_SldFldDrsetSym_BSF70FoldingDoorSystem-3Panel_Door-CurtainWall:3000x2200mm:372324 | 3400.0007 | n/a | n/a | Other | n/a | n/a | n/a
SerialNumber | n/a | 1900-12-31T23:59:59 | Submitted:Submitted for Approval | Component | NBS_AluK_SldFldDrsetSym_BSF70FoldingDoorSystem-3Panel_Door-CurtainWall:3000x2200mm:372324 | n/a | n/a | n/a | Other | n/a | n/a
TagNumber | n/a | 1900-12-31T23:59:59 | Submitted:Submitted for Approval | Component | NBS_AluK_SldFldDrsetSym_BSF70FoldingDoorSystem-3Panel_Door-CurtainWall:3000x2200mm:372324 | n/a | n/a | n/a | Other | n/a | n/a
WarrantyStartDate | n/a | 1900-12-31T23:59:59 | Submitted:Submitted for Approval | Component | NBS_AluK_SldFldDrsetSym_BSF70FoldingDoorSystem-3Panel_Door-CurtainWall:3000x2200mm:372324 | 12/31/1900 23:59:59 | n/a | n/a | Other | n/a | n/a
Phase Created | n/a | 1900-12-31T23:59:59 | Submitted:Submitted for Approval | Component | NBS_AluK_SldFldDrsetSym_BSF70FoldingDoorSystem-3Panel_Door-CurtainWall:3000x2200mm:372324 | New Construction | n/a | n/a | Phasing | n/a | n/a
Reference | n/a | 1900-12-31T23:59:59 | Submitted:Submitted for Approval | Component | NBS_AluK_SldFldDrsetSym_BSF70FoldingDoorSystem-3Panel_Door-CurtainWall:3000x2200mm:372324 | n/a | n/a | n/a | Pset_BuildingElementProxyCommon | n/a | n/a
ModelReference | n/a | 1900-12-31T23:59:59 | Submitted:Submitted for Approval | Component | NBS_AluK_SldFldDrsetSym_BSF70FoldingDoorSystem-3Panel_Door-CurtainWall:3000x2200mm:372324 | Folding Door System | n/a | n/a | Pset_ManufacturerTypeInformation | n/a | n/a
Manufacturer | n/a | 1900-12-31T23:59:59 | Submitted:Submitted for Approval | Component | NBS_AluK_SldFldDrsetSym_BSF70FoldingDoorSystem-3Panel_Door-CurtainWall:3000x2200mm:372324 | AluK (GB) Ltd | n/a | n/a | Pset_ManufacturerTypeInformation | n/a | n/a
Automatically Embed | n/a | 1900-12-31T23:59:59 | Submitted:Submitted for Approval | Type | Curtain Wall:_CurtainWall_Exterior Gate | TRUE | n/a | n/a | Construction | n/a | n/a | n/a
Function | n/a | 1900-12-31T23:59:59 | Submitted:Submitted for Approval | Type | Curtain Wall:_CurtainWall_Exterior Gate | Exterior | n/a | n/a | Construction | n/a | n/a
Join Condition | n/a | 1900-12-31T23:59:59 | Submitted:Submitted for Approval | Type | Curtain Wall:_CurtainWall_Exterior Gate | Not Defined | n/a | n/a | Construction | n/a | n/a
Adjust for Mullion Size | n/a | 1900-12-31T23:59:59 | Submitted:Submitted for Approval | Type | Curtain Wall:_CurtainWall_Exterior Gate | n/a | n/a | n/a | Horizontal Grid | n/a | n/a | n/a
Layout | n/a | 1900-12-31T23:59:59 | Submitted:Submitted for Approval | Type | Curtain Wall:_CurtainWall_Exterior Gate | None | n/a | n/a | Horizontal Grid | n/a | n/a
Spacing | n/a | 1900-12-31T23:59:59 | Submitted:Submitted for Approval | Type | Curtain Wall:_CurtainWall_Exterior Gate | 4000 | n/a | n/a | Horizontal Grid | n/a | n/a | n/a
Border 1 Type | n/a | 1900-12-31T23:59:59 | Submitted:Submitted for Approval | Type | Curtain Wall:_CurtainWall_Exterior Gate | Rectangular Mullion: 20 X 100mm | n/a | n/a | Horizontal Mullions | n/a | n/a
Border 2 Type | n/a | 1900-12-31T23:59:59 | Submitted:Submitted for Approval | Type | Curtain Wall:_CurtainWall_Exterior Gate | Rectangular Mullion: 50 x 150mm | n/a | n/a | Horizontal Mullions | n/a | n/a
Assembly Code | n/a | 1900-12-31T23:59:59 | Submitted:Submitted for Approval | Type | Curtain Wall:_CurtainWall_Exterior Gate |  | n/a | n/a | Identity Data | n/a | n/a
Assembly Description | n/a | 1900-12-31T23:59:59 | Submitted:Submitted for Approval | Type | Curtain Wall:_CurtainWall_Exterior Gate |  | n/a | n/a | Identity Data | n/a | n/a
Keynote | n/a | 1900-12-31T23:59:59 | Submitted:Submitted for Approval | Type | Curtain Wall:_CurtainWall_Exterior Gate | H11 | n/a | n/a | Identity Data | n/a | n/a
Adjust for Mullion Size | n/a | 1900-12-31T23:59:59 | Submitted:Submitted for Approval | Type | Curtain Wall:_CurtainWall_Exterior Gate | n/a | n/a | n/a | Vertical Grid | n/a | n/a | n/a
Layout | n/a | 1900-12-31T23:59:59 | Submitted:Submitted for Approval | Type | Curtain Wall:_CurtainWall_Exterior Gate | None | n/a | n/a | Vertical Grid | n/a | n/a
Spacing | n/a | 1900-12-31T23:59:59 | Submitted:Submitted for Approval | Type | Curtain Wall:_CurtainWall_Exterior Gate | 2000 | n/a | n/a | Vertical Grid | n/a | n/a | n/a
Border 1 Type | n/a | 1900-12-31T23:59:59 | Submitted:Submitted for Approval | Type | Curtain Wall:_CurtainWall_Exterior Gate | Rectangular Mullion: 50 x 150mm | n/a | n/a | Vertical Mullions | n/a | n/a
Border 2 Type | n/a | 1900-12-31T23:59:59 | Submitted:Submitted for Approval | Type | Curtain Wall:_CurtainWall_Exterior Gate | Rectangular Mullion: 50 x 150mm | n/a | n/a | Vertical Mullions | n/a | n/a
Reference | n/a | 1900-12-31T23:59:59 | Submitted:Submitted for Approval | Component | Curtain Wall:_CurtainWall_Exterior Gate:374221 | _CurtainWall_Exterior Gate | n/a | n/a | Pset_CurtainWallCommon | n/a | n/a
IsExternal | n/a | 1900-12-31T23:59:59 | Submitted:Submitted for Approval | Component | Curtain Wall:_CurtainWall_Exterior Gate:374221 | TRUE | n/a | n/a | Pset_CurtainWallCommon | n/a | n/a | n/a
Base Constraint | n/a | 1900-12-31T23:59:59 | Submitted:Submitted for Approval | Component | Curtain Wall:_CurtainWall_Exterior Gate:374221 | Level: Ground Floor | n/a | n/a | Constraints | n/a | n/a
Base is Attached | n/a | 1900-12-31T23:59:59 | Submitted:Submitted for Approval | Component | Curtain Wall:_CurtainWall_Exterior Gate:374221 | n/a | n/a | n/a | Constraints | n/a | n/a | n/a
Base Offset | n/a | 1900-12-31T23:59:59 | Submitted:Submitted for Approval | Component | Curtain Wall:_CurtainWall_Exterior Gate:374221 | 0 | n/a | n/a | Constraints | n/a | n/a | n/a
Related to Mass | n/a | 1900-12-31T23:59:59 | Submitted:Submitted for Approval | Component | Curtain Wall:_CurtainWall_Exterior Gate:374221 | n/a | n/a | n/a | Constraints | n/a | n/a | n/a
Room Bounding | n/a | 1900-12-31T23:59:59 | Submitted:Submitted for Approval | Component | Curtain Wall:_CurtainWall_Exterior Gate:374221 | TRUE | n/a | n/a | Constraints | n/a | n/a | n/a
Top is Attached | n/a | 1900-12-31T23:59:59 | Submitted:Submitted for Approval | Component | Curtain Wall:_CurtainWall_Exterior Gate:374221 | n/a | n/a | n/a | Constraints | n/a | n/a | n/a
Top Offset | n/a | 1900-12-31T23:59:59 | Submitted:Submitted for Approval | Component | Curtain Wall:_CurtainWall_Exterior Gate:374221 | 0 | n/a | n/a | Constraints | n/a | n/a | n/a
Unconnected Height | n/a | 1900-12-31T23:59:59 | Submitted:Submitted for Approval | Component | Curtain Wall:_CurtainWall_Exterior Gate:374221 | 2135 | n/a | n/a | Constraints | n/a | n/a | n/a
Area | n/a | 1900-12-31T23:59:59 | Submitted:Submitted for Approval | Component | Curtain Wall:_CurtainWall_Exterior Gate:374221 | 3.3199 | n/a | n/a | Dimensions | n/a | n/a | n/a
Length | n/a | 1900-12-31T23:59:59 | Submitted:Submitted for Approval | Component | Curtain Wall:_CurtainWall_Exterior Gate:374221 | 1555 | n/a | n/a | Dimensions | n/a | n/a | n/a
Angle | n/a | 1900-12-31T23:59:59 | Submitted:Submitted for Approval | Component | Curtain Wall:_CurtainWall_Exterior Gate:374221 | 0 | n/a | n/a | Horizontal Grid | n/a | n/a | n/a
Justification | n/a | 1900-12-31T23:59:59 | Submitted:Submitted for Approval | Component | Curtain Wall:_CurtainWall_Exterior Gate:374221 | Beginning | n/a | n/a | Horizontal Grid | n/a | n/a
Number | n/a | 1900-12-31T23:59:59 | Submitted:Submitted for Approval | Component | Curtain Wall:_CurtainWall_Exterior Gate:374221 | 4 | n/a | n/a | Horizontal Grid | n/a | n/a | n/a
Offset | n/a | 1900-12-31T23:59:59 | Submitted:Submitted for Approval | Component | Curtain Wall:_CurtainWall_Exterior Gate:374221 | 0 | n/a | n/a | Horizontal Grid | n/a | n/a | n/a
Phase Created | n/a | 1900-12-31T23:59:59 | Submitted:Submitted for Approval | Component | Curtain Wall:_CurtainWall_Exterior Gate:374221 | New Construction | n/a | n/a | Phasing | n/a | n/a
Enable Analytical Model | n/a | 1900-12-31T23:59:59 | Submitted:Submitted for Approval | Component | Curtain Wall:_CurtainWall_Exterior Gate:374221 | n/a | n/a | n/a | Structural | n/a | n/a | n/a
Structural | n/a | 1900-12-31T23:59:59 | Submitted:Submitted for Approval | Component | Curtain Wall:_CurtainWall_Exterior Gate:374221 | n/a | n/a | n/a | Structural | n/a | n/a | n/a
Structural Usage | n/a | 1900-12-31T23:59:59 | Submitted:Submitted for Approval | Component | Curtain Wall:_CurtainWall_Exterior Gate:374221 | Non-bearing | n/a | n/a | Structural | n/a | n/a
Angle | n/a | 1900-12-31T23:59:59 | Submitted:Submitted for Approval | Component | Curtain Wall:_CurtainWall_Exterior Gate:374221 | 0 | n/a | n/a | Vertical Grid | n/a | n/a | n/a
Justification | n/a | 1900-12-31T23:59:59 | Submitted:Submitted for Approval | Component | Curtain Wall:_CurtainWall_Exterior Gate:374221 | End | n/a | n/a | Vertical Grid | n/a | n/a
Number | n/a | 1900-12-31T23:59:59 | Submitted:Submitted for Approval | Component | Curtain Wall:_CurtainWall_Exterior Gate:374221 | 1 | n/a | n/a | Vertical Grid | n/a | n/a | n/a
Offset | n/a | 1900-12-31T23:59:59 | Submitted:Submitted for Approval | Component | Curtain Wall:_CurtainWall_Exterior Gate:374221 | 0 | n/a | n/a | Vertical Grid | n/a | n/a | n/a
Reference | n/a | 1900-12-31T23:59:59 | Submitted:Submitted for Approval | Component | Curtain Wall:_CurtainWall_Exterior Gate:489740 | _CurtainWall_Exterior Gate | n/a | n/a | Pset_CurtainWallCommon | n/a | n/a
IsExternal | n/a | 1900-12-31T23:59:59 | Submitted:Submitted for Approval | Component | Curtain Wall:_CurtainWall_Exterior Gate:489740 | TRUE | n/a | n/a | Pset_CurtainWallCommon | n/a | n/a | n/a
Base Constraint | n/a | 1900-12-31T23:59:59 | Submitted:Submitted for Approval | Component | Curtain Wall:_CurtainWall_Exterior Gate:489740 | Level: Ground Floor | n/a | n/a | Constraints | n/a | n/a
Base is Attached | n/a | 1900-12-31T23:59:59 | Submitted:Submitted for Approval | Component | Curtain Wall:_CurtainWall_Exterior Gate:489740 | n/a | n/a | n/a | Constraints | n/a | n/a | n/a
Base Offset | n/a | 1900-12-31T23:59:59 | Submitted:Submitted for Approval | Component | Curtain Wall:_CurtainWall_Exterior Gate:489740 | 0 | n/a | n/a | Constraints | n/a | n/a | n/a
Related to Mass | n/a | 1900-12-31T23:59:59 | Submitted:Submitted for Approval | Component | Curtain Wall:_CurtainWall_Exterior Gate:489740 | n/a | n/a | n/a | Constraints | n/a | n/a | n/a
Room Bounding | n/a | 1900-12-31T23:59:59 | Submitted:Submitted for Approval | Component | Curtain Wall:_CurtainWall_Exterior Gate:489740 | TRUE | n/a | n/a | Constraints | n/a | n/a | n/a
Top is Attached | n/a | 1900-12-31T23:59:59 | Submitted:Submitted for Approval | Component | Curtain Wall:_CurtainWall_Exterior Gate:489740 | n/a | n/a | n/a | Constraints | n/a | n/a | n/a
Top Offset | n/a | 1900-12-31T23:59:59 | Submitted:Submitted for Approval | Component | Curtain Wall:_CurtainWall_Exterior Gate:489740 | 0 | n/a | n/a | Constraints | n/a | n/a | n/a
Unconnected Height | n/a | 1900-12-31T23:59:59 | Submitted:Submitted for Approval | Component | Curtain Wall:_CurtainWall_Exterior Gate:489740 | 2135 | n/a | n/a | Constraints | n/a | n/a | n/a
Area | n/a | 1900-12-31T23:59:59 | Submitted:Submitted for Approval | Component | Curtain Wall:_CurtainWall_Exterior Gate:489740 | 3.9391 | n/a | n/a | Dimensions | n/a | n/a | n/a
Length | n/a | 1900-12-31T23:59:59 | Submitted:Submitted for Approval | Component | Curtain Wall:_CurtainWall_Exterior Gate:489740 | 1845 | n/a | n/a | Dimensions | n/a | n/a | n/a
Angle | n/a | 1900-12-31T23:59:59 | Submitted:Submitted for Approval | Component | Curtain Wall:_CurtainWall_Exterior Gate:489740 | 0 | n/a | n/a | Horizontal Grid | n/a | n/a | n/a
Justification | n/a | 1900-12-31T23:59:59 | Submitted:Submitted for Approval | Component | Curtain Wall:_CurtainWall_Exterior Gate:489740 | Beginning | n/a | n/a | Horizontal Grid | n/a | n/a
Number | n/a | 1900-12-31T23:59:59 | Submitted:Submitted for Approval | Component | Curtain Wall:_CurtainWall_Exterior Gate:489740 | 4 | n/a | n/a | Horizontal Grid | n/a | n/a | n/a
Offset | n/a | 1900-12-31T23:59:59 | Submitted:Submitted for Approval | Component | Curtain Wall:_CurtainWall_Exterior Gate:489740 | 0 | n/a | n/a | Horizontal Grid | n/a | n/a | n/a
Phase Created | n/a | 1900-12-31T23:59:59 | Submitted:Submitted for Approval | Component | Curtain Wall:_CurtainWall_Exterior Gate:489740 | New Construction | n/a | n/a | Phasing | n/a | n/a
Enable Analytical Model | n/a | 1900-12-31T23:59:59 | Submitted:Submitted for Approval | Component | Curtain Wall:_CurtainWall_Exterior Gate:489740 | n/a | n/a | n/a | Structural | n/a | n/a | n/a
Structural | n/a | 1900-12-31T23:59:59 | Submitted:Submitted for Approval | Component | Curtain Wall:_CurtainWall_Exterior Gate:489740 | n/a | n/a | n/a | Structural | n/a | n/a | n/a
Structural Usage | n/a | 1900-12-31T23:59:59 | Submitted:Submitted for Approval | Component | Curtain Wall:_CurtainWall_Exterior Gate:489740 | Non-bearing | n/a | n/a | Structural | n/a | n/a
Angle | n/a | 1900-12-31T23:59:59 | Submitted:Submitted for Approval | Component | Curtain Wall:_CurtainWall_Exterior Gate:489740 | 0 | n/a | n/a | Vertical Grid | n/a | n/a | n/a
Justification | n/a | 1900-12-31T23:59:59 | Submitted:Submitted for Approval | Component | Curtain Wall:_CurtainWall_Exterior Gate:489740 | End | n/a | n/a | Vertical Grid | n/a | n/a
Number | n/a | 1900-12-31T23:59:59 | Submitted:Submitted for Approval | Component | Curtain Wall:_CurtainWall_Exterior Gate:489740 | 1 | n/a | n/a | Vertical Grid | n/a | n/a | n/a
Offset | n/a | 1900-12-31T23:59:59 | Submitted:Submitted for Approval | Component | Curtain Wall:_CurtainWall_Exterior Gate:489740 | 0 | n/a | n/a | Vertical Grid | n/a | n/a | n/a
Analytic Construction | n/a | 1900-12-31T23:59:59 | Submitted:Submitted for Approval | Type | 910X2100 | <None> | n/a | n/a | Analytical Properties | n/a | n/a
Function | n/a | 1900-12-31T23:59:59 | Submitted:Submitted for Approval | Type | 910X2100 | Exterior | n/a | n/a | Construction | n/a | n/a
ThresholdRequired | n/a | 1900-12-31T23:59:59 | Submitted:Submitted for Approval | Type | 910X2100 | TRUE | n/a | n/a | Construction | n/a | n/a | n/a
ClearOpeningWidth | n/a | 1900-12-31T23:59:59 | Submitted:Submitted for Approval | Type | 910X2100 | 794 | n/a | n/a | Dimensions | n/a | n/a | n/a
FrameSetback | n/a | 1900-12-31T23:59:59 | Submitted:Submitted for Approval | Type | 910X2100 | 0 | n/a | n/a | Dimensions | n/a | n/a | n/a
FrameThickness | n/a | 1900-12-31T23:59:59 | Submitted:Submitted for Approval | Type | 910X2100 | 50 | n/a | n/a | Dimensions | n/a | n/a | n/a
FrameWidth | n/a | 1900-12-31T23:59:59 | Submitted:Submitted for Approval | Type | 910X2100 | 375 | n/a | n/a | Dimensions | n/a | n/a | n/a
Height | n/a | 1900-12-31T23:59:59 | Submitted:Submitted for Approval | Type | 910X2100 | 2100 | n/a | n/a | Dimensions | n/a | n/a | n/a
LeafHeight | n/a | 1900-12-31T23:59:59 | Submitted:Submitted for Approval | Type | 910X2100 | 2022 | n/a | n/a | Dimensions | n/a | n/a | n/a
LeafThickness | n/a | 1900-12-31T23:59:59 | Submitted:Submitted for Approval | Type | 910X2100 | 70 | n/a | n/a | Dimensions | n/a | n/a | n/a
MainLeafWidth | n/a | 1900-12-31T23:59:59 | Submitted:Submitted for Approval | Type | 910X2100 | 790 | n/a | n/a | Dimensions | n/a | n/a | n/a
OpeningTolerance | n/a | 1900-12-31T23:59:59 | Submitted:Submitted for Approval | Type | 910X2100 | 2 | n/a | n/a | Dimensions | n/a | n/a | n/a
RebateDepth | n/a | 1900-12-31T23:59:59 | Submitted:Submitted for Approval | Type | 910X2100 | 72 | n/a | n/a | Dimensions | n/a | n/a | n/a
Rough Height | n/a | 1900-12-31T23:59:59 | Submitted:Submitted for Approval | Type | 910X2100 | 2100 | n/a | n/a | Dimensions | n/a | n/a | n/a
Rough Width | n/a | 1900-12-31T23:59:59 | Submitted:Submitted for Approval | Type | 910X2100 | 910 | n/a | n/a | Dimensions | n/a | n/a | n/a
StructuralOpeningHeight | n/a | 1900-12-31T23:59:59 | Submitted:Submitted for Approval | Type | 910X2100 | 2100 | n/a | n/a | Dimensions | n/a | n/a | n/a
StructuralOpeningWidth | n/a | 1900-12-31T23:59:59 | Submitted:Submitted for Approval | Type | 910X2100 | 910 | n/a | n/a | Dimensions | n/a | n/a | n/a
StructuralTolerance | n/a | 1900-12-31T23:59:59 | Submitted:Submitted for Approval | Type | 910X2100 | 8 | n/a | n/a | Dimensions | n/a | n/a | n/a
Thickness | n/a | 1900-12-31T23:59:59 | Submitted:Submitted for Approval | Type | 910X2100 | 70 | n/a | n/a | Dimensions | n/a | n/a | n/a
ThresholdProjection | n/a | 1900-12-31T23:59:59 | Submitted:Submitted for Approval | Type | 910X2100 | 25 | n/a | n/a | Dimensions | n/a | n/a | n/a
ThresholdThickness | n/a | 1900-12-31T23:59:59 | Submitted:Submitted for Approval | Type | 910X2100 | 10 | n/a | n/a | Dimensions | n/a | n/a | n/a
ThresholdThicknessForCalc | n/a | 1900-12-31T23:59:59 | Submitted:Submitted for Approval | Type | 910X2100 | 10 | n/a | n/a | Dimensions | n/a | n/a | n/a
Undercut | n/a | 1900-12-31T23:59:59 | Submitted:Submitted for Approval | Type | 910X2100 | 8 | n/a | n/a | Dimensions | n/a | n/a | n/a
Width | n/a | 1900-12-31T23:59:59 | Submitted:Submitted for Approval | Type | 910X2100 | 910 | n/a | n/a | Dimensions | n/a | n/a | n/a
Assembly Code | n/a | 1900-12-31T23:59:59 | Submitted:Submitted for Approval | Type | 910X2100 |  | n/a | n/a | Identity Data | n/a | n/a
Assembly Description | n/a | 1900-12-31T23:59:59 | Submitted:Submitted for Approval | Type | 910X2100 |  | n/a | n/a | Identity Data | n/a | n/a
Configuration | n/a | 1900-12-31T23:59:59 | Submitted:Submitted for Approval | Type | 910X2100 | Single | n/a | n/a | Identity Data | n/a | n/a
Description | n/a | 1900-12-31T23:59:59 | Submitted:Submitted for Approval | Type | 910X2100 | External single blank door | n/a | n/a | Identity Data | n/a | n/a
FrameProfile | n/a | 1900-12-31T23:59:59 | Submitted:Submitted for Approval | Type | 910X2100 |  | n/a | n/a | Identity Data | n/a | n/a
Help | n/a | 1900-12-31T23:59:59 | Submitted:Submitted for Approval | Type | 910X2100 | www.nationalbimlibrary.com | n/a | n/a | Identity Data | n/a | n/a
IssueDate | n/a | 1900-12-31T23:59:59 | Submitted:Submitted for Approval | Type | 910X2100 | 12/03/07 | n/a | n/a | Identity Data | n/a | n/a
Keynote | n/a | 1900-12-31T23:59:59 | Submitted:Submitted for Approval | Type | 910X2100 | 25 50 20 110 | n/a | n/a | Identity Data | n/a | n/a
NBSDescription | n/a | 1900-12-31T23:59:59 | Submitted:Submitted for Approval | Type | 910X2100 | Doorset system type A | n/a | n/a | Identity Data | n/a | n/a
NBSReference | n/a | 1900-12-31T23:59:59 | Submitted:Submitted for Approval | Type | 910X2100 | 25-50-20/120A | n/a | n/a | Identity Data | n/a | n/a
OmniClass Number | n/a | 1900-12-31T23:59:59 | Submitted:Submitted for Approval | Type | 910X2100 |  | n/a | n/a | Identity Data | n/a | n/a
OmniClass Title | n/a | 1900-12-31T23:59:59 | Submitted:Submitted for Approval | Type | 910X2100 |  | n/a | n/a | Identity Data | n/a | n/a
Type Mark | n/a | 1900-12-31T23:59:59 | Submitted:Submitted for Approval | Type | 910X2100 | 149 | n/a | n/a | Identity Data | n/a | n/a
Units | n/a | 1900-12-31T23:59:59 | Submitted:Submitted for Approval | Type | 910X2100 | Metric | n/a | n/a | Identity Data | n/a | n/a
URL | n/a | 1900-12-31T23:59:59 | Submitted:Submitted for Approval | Type | 910X2100 | www.nationalbimlibrary.com | n/a | n/a | Identity Data | n/a | n/a
Version | n/a | 1900-12-31T23:59:59 | Submitted:Submitted for Approval | Type | 910X2100 | 1.0 | n/a | n/a | Identity Data | n/a | n/a
VisionPanelConfiguration | n/a | 1900-12-31T23:59:59 | Submitted:Submitted for Approval | Type | 910X2100 |  | n/a | n/a | Identity Data | n/a | n/a
Frame/MullionMaterial | n/a | 1900-12-31T23:59:59 | Submitted:Submitted for Approval | Type | 910X2100 | nbl_ConceptSolid | n/a | n/a | Materials and Finishes | n/a | n/a
LeafMaterial | n/a | 1900-12-31T23:59:59 | Submitted:Submitted for Approval | Type | 910X2100 | nbl_ConceptSolid | n/a | n/a | Materials and Finishes | n/a | n/a
ThresholdMaterial | n/a | 1900-12-31T23:59:59 | Submitted:Submitted for Approval | Type | 910X2100 | nbl_ConceptSolid | n/a | n/a | Materials and Finishes | n/a | n/a
Colour | n/a | 1900-12-31T23:59:59 | Submitted:Submitted for Approval | Type | 910X2100 |  | n/a | n/a | Other | n/a | n/a
Constituents | n/a | 1900-12-31T23:59:59 | Submitted:Submitted for Approval | Type | 910X2100 |  | n/a | n/a | Other | n/a | n/a
Features | n/a | 1900-12-31T23:59:59 | Submitted:Submitted for Approval | Type | 910X2100 |  | n/a | n/a | Other | n/a | n/a
Finish | n/a | 1900-12-31T23:59:59 | Submitted:Submitted for Approval | Type | 910X2100 |  | n/a | n/a | Other | n/a | n/a
Grade | n/a | 1900-12-31T23:59:59 | Submitted:Submitted for Approval | Type | 910X2100 |  | n/a | n/a | Other | n/a | n/a
Material | n/a | 1900-12-31T23:59:59 | Submitted:Submitted for Approval | Type | 910X2100 |  | n/a | n/a | Other | n/a | n/a
NominalHeight | n/a | 1900-12-31T23:59:59 | Submitted:Submitted for Approval | Type | 910X2100 | 2100 | n/a | n/a | Other | n/a | n/a | n/a
NominalLength | n/a | 1900-12-31T23:59:59 | Submitted:Submitted for Approval | Type | 910X2100 | 0 | n/a | n/a | Other | n/a | n/a | n/a
NominalWidth | n/a | 1900-12-31T23:59:59 | Submitted:Submitted for Approval | Type | 910X2100 | 910 | n/a | n/a | Other | n/a | n/a | n/a
ProductionYear | n/a | 1900-12-31T23:59:59 | Submitted:Submitted for Approval | Type | 910X2100 |  | n/a | n/a | Other | n/a | n/a
ReplacementCost | n/a | 1900-12-31T23:59:59 | Submitted:Submitted for Approval | Type | 910X2100 |  | n/a | n/a | Other | n/a | n/a
ServiceLifeDuration | n/a | 1900-12-31T23:59:59 | Submitted:Submitted for Approval | Type | 910X2100 |  | n/a | n/a | Other | n/a | n/a
Shape | n/a | 1900-12-31T23:59:59 | Submitted:Submitted for Approval | Type | 910X2100 |  | n/a | n/a | Other | n/a | n/a
Size | n/a | 1900-12-31T23:59:59 | Submitted:Submitted for Approval | Type | 910X2100 |  | n/a | n/a | Other | n/a | n/a
WarrantyDescription | n/a | 1900-12-31T23:59:59 | Submitted:Submitted for Approval | Type | 910X2100 |  | n/a | n/a | Other | n/a | n/a
WarrantyDurationLabour | n/a | 1900-12-31T23:59:59 | Submitted:Submitted for Approval | Type | 910X2100 |  | n/a | n/a | Other | n/a | n/a
WarrantyDurationParts | n/a | 1900-12-31T23:59:59 | Submitted:Submitted for Approval | Type | 910X2100 |  | n/a | n/a | Other | n/a | n/a
WarrantyGuarantorLabour | n/a | 1900-12-31T23:59:59 | Submitted:Submitted for Approval | Type | 910X2100 |  | n/a | n/a | Other | n/a | n/a
WarrantyGuarantorParts | n/a | 1900-12-31T23:59:59 | Submitted:Submitted for Approval | Type | 910X2100 |  | n/a | n/a | Other | n/a | n/a
Reference | n/a | 1900-12-31T23:59:59 | Submitted:Submitted for Approval | Component | nbl_Door_Ext-Sgl-Blnk:910X2100:383517 | ES01 | n/a | n/a | Pset_DoorCommon | n/a | n/a
IsExternal | n/a | 1900-12-31T23:59:59 | Submitted:Submitted for Approval | Component | nbl_Door_Ext-Sgl-Blnk:910X2100:383517 | TRUE | n/a | n/a | Pset_DoorCommon | n/a | n/a | n/a
FireRating | n/a | 1900-12-31T23:59:59 | Submitted:Submitted for Approval | Component | nbl_Door_Ext-Sgl-Blnk:910X2100:383517 |  | n/a | n/a | Pset_DoorCommon | n/a | n/a
ThermalTransmittance | n/a | 1900-12-31T23:59:59 | Submitted:Submitted for Approval | Component | nbl_Door_Ext-Sgl-Blnk:910X2100:383517 | 0 | n/a | n/a | Pset_DoorCommon | n/a | n/a | n/a
AcousticRating | n/a | 1900-12-31T23:59:59 | Submitted:Submitted for Approval | Component | nbl_Door_Ext-Sgl-Blnk:910X2100:383517 |  | n/a | n/a | Pset_DoorCommon | n/a | n/a
SecurityRating | n/a | 1900-12-31T23:59:59 | Submitted:Submitted for Approval | Component | nbl_Door_Ext-Sgl-Blnk:910X2100:383517 |  | n/a | n/a | Pset_DoorCommon | n/a | n/a
SelfClosing | n/a | 1900-12-31T23:59:59 | Submitted:Submitted for Approval | Component | nbl_Door_Ext-Sgl-Blnk:910X2100:383517 | n/a | n/a | n/a | Pset_DoorCommon | n/a | n/a | n/a
ProductionYear | n/a | 1900-12-31T23:59:59 | Submitted:Submitted for Approval | Component | nbl_Door_Ext-Sgl-Blnk:910X2100:383517 |  | n/a | n/a | Pset_ManufacturerTypeInformation | n/a | n/a
Level | n/a | 1900-12-31T23:59:59 | Submitted:Submitted for Approval | Component | nbl_Door_Ext-Sgl-Blnk:910X2100:383517 | Level: Ground Floor | n/a | n/a | Constraints | n/a | n/a
Sill Height | n/a | 1900-12-31T23:59:59 | Submitted:Submitted for Approval | Component | nbl_Door_Ext-Sgl-Blnk:910X2100:383517 | 0 | n/a | n/a | Constraints | n/a | n/a | n/a
WallThickness | n/a | 1900-12-31T23:59:59 | Submitted:Submitted for Approval | Component | nbl_Door_Ext-Sgl-Blnk:910X2100:383517 | 375 | n/a | n/a | Dimensions | n/a | n/a | n/a
FireRating | n/a | 1900-12-31T23:59:59 | Submitted:Submitted for Approval | Component | nbl_Door_Ext-Sgl-Blnk:910X2100:383517 |  | n/a | n/a | Fire Protection | n/a | n/a
AirTransferGrille | n/a | 1900-12-31T23:59:59 | Submitted:Submitted for Approval | Component | nbl_Door_Ext-Sgl-Blnk:910X2100:383517 | n/a | n/a | n/a | Identity Data | n/a | n/a | n/a
AirTransferGrilleSize | n/a | 1900-12-31T23:59:59 | Submitted:Submitted for Approval | Component | nbl_Door_Ext-Sgl-Blnk:910X2100:383517 |  | n/a | n/a | Identity Data | n/a | n/a
AntiFingerTrapRequirement | n/a | 1900-12-31T23:59:59 | Submitted:Submitted for Approval | Component | nbl_Door_Ext-Sgl-Blnk:910X2100:383517 | n/a | n/a | n/a | Identity Data | n/a | n/a | n/a
BreakOutFacility | n/a | 1900-12-31T23:59:59 | Submitted:Submitted for Approval | Component | nbl_Door_Ext-Sgl-Blnk:910X2100:383517 | n/a | n/a | n/a | Identity Data | n/a | n/a | n/a
ComponentNumber | n/a | 1900-12-31T23:59:59 | Submitted:Submitted for Approval | Component | nbl_Door_Ext-Sgl-Blnk:910X2100:383517 |  | n/a | n/a | Identity Data | n/a | n/a
Decoration | n/a | 1900-12-31T23:59:59 | Submitted:Submitted for Approval | Component | nbl_Door_Ext-Sgl-Blnk:910X2100:383517 |  | n/a | n/a | Identity Data | n/a | n/a
DoorNumber | n/a | 1900-12-31T23:59:59 | Submitted:Submitted for Approval | Component | nbl_Door_Ext-Sgl-Blnk:910X2100:383517 | D16 | n/a | n/a | Identity Data | n/a | n/a
ElectronicLock | n/a | 1900-12-31T23:59:59 | Submitted:Submitted for Approval | Component | nbl_Door_Ext-Sgl-Blnk:910X2100:383517 | n/a | n/a | n/a | Identity Data | n/a | n/a | n/a
FloorFinish | n/a | 1900-12-31T23:59:59 | Submitted:Submitted for Approval | Component | nbl_Door_Ext-Sgl-Blnk:910X2100:383517 |  | n/a | n/a | Identity Data | n/a | n/a
FrameFinish | n/a | 1900-12-31T23:59:59 | Submitted:Submitted for Approval | Component | nbl_Door_Ext-Sgl-Blnk:910X2100:383517 |  | n/a | n/a | Identity Data | n/a | n/a
FrameMaterial | n/a | 1900-12-31T23:59:59 | Submitted:Submitted for Approval | Component | nbl_Door_Ext-Sgl-Blnk:910X2100:383517 |  | n/a | n/a | Identity Data | n/a | n/a
GlassThickness | n/a | 1900-12-31T23:59:59 | Submitted:Submitted for Approval | Component | nbl_Door_Ext-Sgl-Blnk:910X2100:383517 |  | n/a | n/a | Identity Data | n/a | n/a
GlassType | n/a | 1900-12-31T23:59:59 | Submitted:Submitted for Approval | Component | nbl_Door_Ext-Sgl-Blnk:910X2100:383517 |  | n/a | n/a | Identity Data | n/a | n/a
Handing | n/a | 1900-12-31T23:59:59 | Submitted:Submitted for Approval | Component | nbl_Door_Ext-Sgl-Blnk:910X2100:383517 |  | n/a | n/a | Identity Data | n/a | n/a
HardwareSet | n/a | 1900-12-31T23:59:59 | Submitted:Submitted for Approval | Component | nbl_Door_Ext-Sgl-Blnk:910X2100:383517 |  | n/a | n/a | Identity Data | n/a | n/a
HeadDetail | n/a | 1900-12-31T23:59:59 | Submitted:Submitted for Approval | Component | nbl_Door_Ext-Sgl-Blnk:910X2100:383517 |  | n/a | n/a | Identity Data | n/a | n/a
HoldOpen | n/a | 1900-12-31T23:59:59 | Submitted:Submitted for Approval | Component | nbl_Door_Ext-Sgl-Blnk:910X2100:383517 | n/a | n/a | n/a | Identity Data | n/a | n/a | n/a
JambDetail | n/a | 1900-12-31T23:59:59 | Submitted:Submitted for Approval | Component | nbl_Door_Ext-Sgl-Blnk:910X2100:383517 |  | n/a | n/a | Identity Data | n/a | n/a
KeySuiting | n/a | 1900-12-31T23:59:59 | Submitted:Submitted for Approval | Component | nbl_Door_Ext-Sgl-Blnk:910X2100:383517 |  | n/a | n/a | Identity Data | n/a | n/a
LeafEdgings | n/a | 1900-12-31T23:59:59 | Submitted:Submitted for Approval | Component | nbl_Door_Ext-Sgl-Blnk:910X2100:383517 |  | n/a | n/a | Identity Data | n/a | n/a
LeafFacing | n/a | 1900-12-31T23:59:59 | Submitted:Submitted for Approval | Component | nbl_Door_Ext-Sgl-Blnk:910X2100:383517 |  | n/a | n/a | Identity Data | n/a | n/a
LeafSwing | n/a | 1900-12-31T23:59:59 | Submitted:Submitted for Approval | Component | nbl_Door_Ext-Sgl-Blnk:910X2100:383517 |  | n/a | n/a | Identity Data | n/a | n/a
Mark | n/a | 1900-12-31T23:59:59 | Submitted:Submitted for Approval | Component | nbl_Door_Ext-Sgl-Blnk:910X2100:383517 | 5 | n/a | n/a | Identity Data | n/a | n/a
OpeningMechanism | n/a | 1900-12-31T23:59:59 | Submitted:Submitted for Approval | Component | nbl_Door_Ext-Sgl-Blnk:910X2100:383517 | n/a | n/a | n/a | Identity Data | n/a | n/a | n/a
PoweredOperation | n/a | 1900-12-31T23:59:59 | Submitted:Submitted for Approval | Component | nbl_Door_Ext-Sgl-Blnk:910X2100:383517 | n/a | n/a | n/a | Identity Data | n/a | n/a | n/a
SignageFire | n/a | 1900-12-31T23:59:59 | Submitted:Submitted for Approval | Component | nbl_Door_Ext-Sgl-Blnk:910X2100:383517 |  | n/a | n/a | Identity Data | n/a | n/a
SignageSecurity | n/a | 1900-12-31T23:59:59 | Submitted:Submitted for Approval | Component | nbl_Door_Ext-Sgl-Blnk:910X2100:383517 |  | n/a | n/a | Identity Data | n/a | n/a
SignageWayfinding | n/a | 1900-12-31T23:59:59 | Submitted:Submitted for Approval | Component | nbl_Door_Ext-Sgl-Blnk:910X2100:383517 |  | n/a | n/a | Identity Data | n/a | n/a
AssetIdentifier | n/a | 1900-12-31T23:59:59 | Submitted:Submitted for Approval | Component | nbl_Door_Ext-Sgl-Blnk:910X2100:383517 |  | n/a | n/a | Other | n/a | n/a
BarCode | n/a | 1900-12-31T23:59:59 | Submitted:Submitted for Approval | Component | nbl_Door_Ext-Sgl-Blnk:910X2100:383517 |  | n/a | n/a | Other | n/a | n/a
Head Height | n/a | 1900-12-31T23:59:59 | Submitted:Submitted for Approval | Component | nbl_Door_Ext-Sgl-Blnk:910X2100:383517 | 2100 | n/a | n/a | Other | n/a | n/a | n/a
InstallationDate | n/a | 1900-12-31T23:59:59 | Submitted:Submitted for Approval | Component | nbl_Door_Ext-Sgl-Blnk:910X2100:383517 |  | n/a | n/a | Other | n/a | n/a
SerialNumber | n/a | 1900-12-31T23:59:59 | Submitted:Submitted for Approval | Component | nbl_Door_Ext-Sgl-Blnk:910X2100:383517 |  | n/a | n/a | Other | n/a | n/a
TagNumber | n/a | 1900-12-31T23:59:59 | Submitted:Submitted for Approval | Component | nbl_Door_Ext-Sgl-Blnk:910X2100:383517 |  | n/a | n/a | Other | n/a | n/a
WarrantyStartDate | n/a | 1900-12-31T23:59:59 | Submitted:Submitted for Approval | Component | nbl_Door_Ext-Sgl-Blnk:910X2100:383517 |  | n/a | n/a | Other | n/a | n/a
Phase Created | n/a | 1900-12-31T23:59:59 | Submitted:Submitted for Approval | Component | nbl_Door_Ext-Sgl-Blnk:910X2100:383517 | New Construction | n/a | n/a | Phasing | n/a | n/a
Reference | n/a | 1900-12-31T23:59:59 | Submitted:Submitted for Approval | Component | nbl_Door_Ext-Sgl-Blnk:910X2100:383518 | ES01 | n/a | n/a | Pset_DoorCommon | n/a | n/a
IsExternal | n/a | 1900-12-31T23:59:59 | Submitted:Submitted for Approval | Component | nbl_Door_Ext-Sgl-Blnk:910X2100:383518 | TRUE | n/a | n/a | Pset_DoorCommon | n/a | n/a | n/a
FireRating | n/a | 1900-12-31T23:59:59 | Submitted:Submitted for Approval | Component | nbl_Door_Ext-Sgl-Blnk:910X2100:383518 |  | n/a | n/a | Pset_DoorCommon | n/a | n/a
ThermalTransmittance | n/a | 1900-12-31T23:59:59 | Submitted:Submitted for Approval | Component | nbl_Door_Ext-Sgl-Blnk:910X2100:383518 | 0 | n/a | n/a | Pset_DoorCommon | n/a | n/a | n/a
AcousticRating | n/a | 1900-12-31T23:59:59 | Submitted:Submitted for Approval | Component | nbl_Door_Ext-Sgl-Blnk:910X2100:383518 |  | n/a | n/a | Pset_DoorCommon | n/a | n/a
SecurityRating | n/a | 1900-12-31T23:59:59 | Submitted:Submitted for Approval | Component | nbl_Door_Ext-Sgl-Blnk:910X2100:383518 |  | n/a | n/a | Pset_DoorCommon | n/a | n/a
SelfClosing | n/a | 1900-12-31T23:59:59 | Submitted:Submitted for Approval | Component | nbl_Door_Ext-Sgl-Blnk:910X2100:383518 | n/a | n/a | n/a | Pset_DoorCommon | n/a | n/a | n/a
ProductionYear | n/a | 1900-12-31T23:59:59 | Submitted:Submitted for Approval | Component | nbl_Door_Ext-Sgl-Blnk:910X2100:383518 |  | n/a | n/a | Pset_ManufacturerTypeInformation | n/a | n/a
Level | n/a | 1900-12-31T23:59:59 | Submitted:Submitted for Approval | Component | nbl_Door_Ext-Sgl-Blnk:910X2100:383518 | Level: Ground Floor | n/a | n/a | Constraints | n/a | n/a
Sill Height | n/a | 1900-12-31T23:59:59 | Submitted:Submitted for Approval | Component | nbl_Door_Ext-Sgl-Blnk:910X2100:383518 | 0 | n/a | n/a | Constraints | n/a | n/a | n/a
WallThickness | n/a | 1900-12-31T23:59:59 | Submitted:Submitted for Approval | Component | nbl_Door_Ext-Sgl-Blnk:910X2100:383518 | 375 | n/a | n/a | Dimensions | n/a | n/a | n/a
FireRating | n/a | 1900-12-31T23:59:59 | Submitted:Submitted for Approval | Component | nbl_Door_Ext-Sgl-Blnk:910X2100:383518 |  | n/a | n/a | Fire Protection | n/a | n/a
AirTransferGrille | n/a | 1900-12-31T23:59:59 | Submitted:Submitted for Approval | Component | nbl_Door_Ext-Sgl-Blnk:910X2100:383518 | n/a | n/a | n/a | Identity Data | n/a | n/a | n/a
AirTransferGrilleSize | n/a | 1900-12-31T23:59:59 | Submitted:Submitted for Approval | Component | nbl_Door_Ext-Sgl-Blnk:910X2100:383518 |  | n/a | n/a | Identity Data | n/a | n/a
AntiFingerTrapRequirement | n/a | 1900-12-31T23:59:59 | Submitted:Submitted for Approval | Component | nbl_Door_Ext-Sgl-Blnk:910X2100:383518 | n/a | n/a | n/a | Identity Data | n/a | n/a | n/a
BreakOutFacility | n/a | 1900-12-31T23:59:59 | Submitted:Submitted for Approval | Component | nbl_Door_Ext-Sgl-Blnk:910X2100:383518 | n/a | n/a | n/a | Identity Data | n/a | n/a | n/a
ComponentNumber | n/a | 1900-12-31T23:59:59 | Submitted:Submitted for Approval | Component | nbl_Door_Ext-Sgl-Blnk:910X2100:383518 |  | n/a | n/a | Identity Data | n/a | n/a
Decoration | n/a | 1900-12-31T23:59:59 | Submitted:Submitted for Approval | Component | nbl_Door_Ext-Sgl-Blnk:910X2100:383518 |  | n/a | n/a | Identity Data | n/a | n/a
DoorNumber | n/a | 1900-12-31T23:59:59 | Submitted:Submitted for Approval | Component | nbl_Door_Ext-Sgl-Blnk:910X2100:383518 | D17 | n/a | n/a | Identity Data | n/a | n/a
ElectronicLock | n/a | 1900-12-31T23:59:59 | Submitted:Submitted for Approval | Component | nbl_Door_Ext-Sgl-Blnk:910X2100:383518 | n/a | n/a | n/a | Identity Data | n/a | n/a | n/a
FloorFinish | n/a | 1900-12-31T23:59:59 | Submitted:Submitted for Approval | Component | nbl_Door_Ext-Sgl-Blnk:910X2100:383518 |  | n/a | n/a | Identity Data | n/a | n/a
FrameFinish | n/a | 1900-12-31T23:59:59 | Submitted:Submitted for Approval | Component | nbl_Door_Ext-Sgl-Blnk:910X2100:383518 |  | n/a | n/a | Identity Data | n/a | n/a
FrameMaterial | n/a | 1900-12-31T23:59:59 | Submitted:Submitted for Approval | Component | nbl_Door_Ext-Sgl-Blnk:910X2100:383518 |  | n/a | n/a | Identity Data | n/a | n/a
GlassThickness | n/a | 1900-12-31T23:59:59 | Submitted:Submitted for Approval | Component | nbl_Door_Ext-Sgl-Blnk:910X2100:383518 |  | n/a | n/a | Identity Data | n/a | n/a
GlassType | n/a | 1900-12-31T23:59:59 | Submitted:Submitted for Approval | Component | nbl_Door_Ext-Sgl-Blnk:910X2100:383518 |  | n/a | n/a | Identity Data | n/a | n/a
Handing | n/a | 1900-12-31T23:59:59 | Submitted:Submitted for Approval | Component | nbl_Door_Ext-Sgl-Blnk:910X2100:383518 |  | n/a | n/a | Identity Data | n/a | n/a
HardwareSet | n/a | 1900-12-31T23:59:59 | Submitted:Submitted for Approval | Component | nbl_Door_Ext-Sgl-Blnk:910X2100:383518 |  | n/a | n/a | Identity Data | n/a | n/a
HeadDetail | n/a | 1900-12-31T23:59:59 | Submitted:Submitted for Approval | Component | nbl_Door_Ext-Sgl-Blnk:910X2100:383518 |  | n/a | n/a | Identity Data | n/a | n/a
HoldOpen | n/a | 1900-12-31T23:59:59 | Submitted:Submitted for Approval | Component | nbl_Door_Ext-Sgl-Blnk:910X2100:383518 | n/a | n/a | n/a | Identity Data | n/a | n/a | n/a
JambDetail | n/a | 1900-12-31T23:59:59 | Submitted:Submitted for Approval | Component | nbl_Door_Ext-Sgl-Blnk:910X2100:383518 |  | n/a | n/a | Identity Data | n/a | n/a
KeySuiting | n/a | 1900-12-31T23:59:59 | Submitted:Submitted for Approval | Component | nbl_Door_Ext-Sgl-Blnk:910X2100:383518 |  | n/a | n/a | Identity Data | n/a | n/a
LeafEdgings | n/a | 1900-12-31T23:59:59 | Submitted:Submitted for Approval | Component | nbl_Door_Ext-Sgl-Blnk:910X2100:383518 |  | n/a | n/a | Identity Data | n/a | n/a
LeafFacing | n/a | 1900-12-31T23:59:59 | Submitted:Submitted for Approval | Component | nbl_Door_Ext-Sgl-Blnk:910X2100:383518 |  | n/a | n/a | Identity Data | n/a | n/a
LeafSwing | n/a | 1900-12-31T23:59:59 | Submitted:Submitted for Approval | Component | nbl_Door_Ext-Sgl-Blnk:910X2100:383518 |  | n/a | n/a | Identity Data | n/a | n/a
Mark | n/a | 1900-12-31T23:59:59 | Submitted:Submitted for Approval | Component | nbl_Door_Ext-Sgl-Blnk:910X2100:383518 | 6 | n/a | n/a | Identity Data | n/a | n/a
OpeningMechanism | n/a | 1900-12-31T23:59:59 | Submitted:Submitted for Approval | Component | nbl_Door_Ext-Sgl-Blnk:910X2100:383518 | n/a | n/a | n/a | Identity Data | n/a | n/a | n/a
PoweredOperation | n/a | 1900-12-31T23:59:59 | Submitted:Submitted for Approval | Component | nbl_Door_Ext-Sgl-Blnk:910X2100:383518 | n/a | n/a | n/a | Identity Data | n/a | n/a | n/a
SignageFire | n/a | 1900-12-31T23:59:59 | Submitted:Submitted for Approval | Component | nbl_Door_Ext-Sgl-Blnk:910X2100:383518 |  | n/a | n/a | Identity Data | n/a | n/a
SignageSecurity | n/a | 1900-12-31T23:59:59 | Submitted:Submitted for Approval | Component | nbl_Door_Ext-Sgl-Blnk:910X2100:383518 |  | n/a | n/a | Identity Data | n/a | n/a
SignageWayfinding | n/a | 1900-12-31T23:59:59 | Submitted:Submitted for Approval | Component | nbl_Door_Ext-Sgl-Blnk:910X2100:383518 |  | n/a | n/a | Identity Data | n/a | n/a
AssetIdentifier | n/a | 1900-12-31T23:59:59 | Submitted:Submitted for Approval | Component | nbl_Door_Ext-Sgl-Blnk:910X2100:383518 |  | n/a | n/a | Other | n/a | n/a
BarCode | n/a | 1900-12-31T23:59:59 | Submitted:Submitted for Approval | Component | nbl_Door_Ext-Sgl-Blnk:910X2100:383518 |  | n/a | n/a | Other | n/a | n/a
Head Height | n/a | 1900-12-31T23:59:59 | Submitted:Submitted for Approval | Component | nbl_Door_Ext-Sgl-Blnk:910X2100:383518 | 2100 | n/a | n/a | Other | n/a | n/a | n/a
InstallationDate | n/a | 1900-12-31T23:59:59 | Submitted:Submitted for Approval | Component | nbl_Door_Ext-Sgl-Blnk:910X2100:383518 |  | n/a | n/a | Other | n/a | n/a
SerialNumber | n/a | 1900-12-31T23:59:59 | Submitted:Submitted for Approval | Component | nbl_Door_Ext-Sgl-Blnk:910X2100:383518 |  | n/a | n/a | Other | n/a | n/a
TagNumber | n/a | 1900-12-31T23:59:59 | Submitted:Submitted for Approval | Component | nbl_Door_Ext-Sgl-Blnk:910X2100:383518 |  | n/a | n/a | Other | n/a | n/a
WarrantyStartDate | n/a | 1900-12-31T23:59:59 | Submitted:Submitted for Approval | Component | nbl_Door_Ext-Sgl-Blnk:910X2100:383518 |  | n/a | n/a | Other | n/a | n/a
Phase Created | n/a | 1900-12-31T23:59:59 | Submitted:Submitted for Approval | Component | nbl_Door_Ext-Sgl-Blnk:910X2100:383518 | New Construction | n/a | n/a | Phasing | n/a | n/a
Post | n/a | 1900-12-31T23:59:59 | Submitted:Submitted for Approval | Type | Ballustrade-Double Post | TRUE | n/a | n/a | Construction | n/a | n/a | n/a
depth-middle | n/a | 1900-12-31T23:59:59 | Submitted:Submitted for Approval | Type | Ballustrade-Double Post | 150 | n/a | n/a | Dimensions | n/a | n/a | n/a
Assembly Code | n/a | 1900-12-31T23:59:59 | Submitted:Submitted for Approval | Type | Ballustrade-Double Post |  | n/a | n/a | Identity Data | n/a | n/a
Assembly Description | n/a | 1900-12-31T23:59:59 | Submitted:Submitted for Approval | Type | Ballustrade-Double Post |  | n/a | n/a | Identity Data | n/a | n/a
OmniClass Number | n/a | 1900-12-31T23:59:59 | Submitted:Submitted for Approval | Type | Ballustrade-Double Post | 23.30.80.11.11.14 | n/a | n/a | Identity Data | n/a | n/a
OmniClass Title | n/a | 1900-12-31T23:59:59 | Submitted:Submitted for Approval | Type | Ballustrade-Double Post | Posts, Newel Posts, Pickets | n/a | n/a | Identity Data | n/a | n/a
Reference | n/a | 1900-12-31T23:59:59 | Submitted:Submitted for Approval | Component | Ballustrade-Double Post:Ballustrade-Double Post:395444 | Ballustrade-Double Post | n/a | n/a | Pset_BuildingElementProxyCommon | n/a | n/a
Host | n/a | 1900-12-31T23:59:59 | Submitted:Submitted for Approval | Component | Ballustrade-Double Post:Ballustrade-Double Post:395444 | Level : Ground Floor | n/a | n/a | Constraints | n/a | n/a
Level | n/a | 1900-12-31T23:59:59 | Submitted:Submitted for Approval | Component | Ballustrade-Double Post:Ballustrade-Double Post:395444 | Level: Ground Floor | n/a | n/a | Constraints | n/a | n/a
Moves With Nearby Elements | n/a | 1900-12-31T23:59:59 | Submitted:Submitted for Approval | Component | Ballustrade-Double Post:Ballustrade-Double Post:395444 | n/a | n/a | n/a | Constraints | n/a | n/a | n/a
Offset | n/a | 1900-12-31T23:59:59 | Submitted:Submitted for Approval | Component | Ballustrade-Double Post:Ballustrade-Double Post:395444 | 0 | n/a | n/a | Constraints | n/a | n/a | n/a
Baluster Height | n/a | 1900-12-31T23:59:59 | Submitted:Submitted for Approval | Component | Ballustrade-Double Post:Ballustrade-Double Post:395444 | 1050 | n/a | n/a | Dimensions | n/a | n/a | n/a
Bottom Cut Angle | n/a | 1900-12-31T23:59:59 | Submitted:Submitted for Approval | Component | Ballustrade-Double Post:Ballustrade-Double Post:395444 | 0 | n/a | n/a | Dimensions | n/a | n/a | n/a
Slope Angle | n/a | 1900-12-31T23:59:59 | Submitted:Submitted for Approval | Component | Ballustrade-Double Post:Ballustrade-Double Post:395444 | 0 | n/a | n/a | Dimensions | n/a | n/a | n/a
Top Cut Angle | n/a | 1900-12-31T23:59:59 | Submitted:Submitted for Approval | Component | Ballustrade-Double Post:Ballustrade-Double Post:395444 | 0 | n/a | n/a | Dimensions | n/a | n/a | n/a
Volume | n/a | 1900-12-31T23:59:59 | Submitted:Submitted for Approval | Component | Ballustrade-Double Post:Ballustrade-Double Post:395444 | 0.0040793 | n/a | n/a | Dimensions | n/a | n/a | n/a
Phase Created | n/a | 1900-12-31T23:59:59 | Submitted:Submitted for Approval | Component | Ballustrade-Double Post:Ballustrade-Double Post:395444 | New Construction | n/a | n/a | Phasing | n/a | n/a
Reference | n/a | 1900-12-31T23:59:59 | Submitted:Submitted for Approval | Component | Ballustrade-Double Post:Ballustrade-Double Post:395761 | Ballustrade-Double Post | n/a | n/a | Pset_BuildingElementProxyCommon | n/a | n/a
Host | n/a | 1900-12-31T23:59:59 | Submitted:Submitted for Approval | Component | Ballustrade-Double Post:Ballustrade-Double Post:395761 | Level : Ground Floor | n/a | n/a | Constraints | n/a | n/a
Level | n/a | 1900-12-31T23:59:59 | Submitted:Submitted for Approval | Component | Ballustrade-Double Post:Ballustrade-Double Post:395761 | Level: Ground Floor | n/a | n/a | Constraints | n/a | n/a
Moves With Nearby Elements | n/a | 1900-12-31T23:59:59 | Submitted:Submitted for Approval | Component | Ballustrade-Double Post:Ballustrade-Double Post:395761 | n/a | n/a | n/a | Constraints | n/a | n/a | n/a
Offset | n/a | 1900-12-31T23:59:59 | Submitted:Submitted for Approval | Component | Ballustrade-Double Post:Ballustrade-Double Post:395761 | 0 | n/a | n/a | Constraints | n/a | n/a | n/a
Baluster Height | n/a | 1900-12-31T23:59:59 | Submitted:Submitted for Approval | Component | Ballustrade-Double Post:Ballustrade-Double Post:395761 | 1050 | n/a | n/a | Dimensions | n/a | n/a | n/a
Bottom Cut Angle | n/a | 1900-12-31T23:59:59 | Submitted:Submitted for Approval | Component | Ballustrade-Double Post:Ballustrade-Double Post:395761 | 0 | n/a | n/a | Dimensions | n/a | n/a | n/a
Slope Angle | n/a | 1900-12-31T23:59:59 | Submitted:Submitted for Approval | Component | Ballustrade-Double Post:Ballustrade-Double Post:395761 | 0 | n/a | n/a | Dimensions | n/a | n/a | n/a
Top Cut Angle | n/a | 1900-12-31T23:59:59 | Submitted:Submitted for Approval | Component | Ballustrade-Double Post:Ballustrade-Double Post:395761 | 0 | n/a | n/a | Dimensions | n/a | n/a | n/a
Volume | n/a | 1900-12-31T23:59:59 | Submitted:Submitted for Approval | Component | Ballustrade-Double Post:Ballustrade-Double Post:395761 | 0.0040793 | n/a | n/a | Dimensions | n/a | n/a | n/a
Phase Created | n/a | 1900-12-31T23:59:59 | Submitted:Submitted for Approval | Component | Ballustrade-Double Post:Ballustrade-Double Post:395761 | New Construction | n/a | n/a | Phasing | n/a | n/a
Reference | n/a | 1900-12-31T23:59:59 | Submitted:Submitted for Approval | Component | Ballustrade-Double Post:Ballustrade-Double Post:395793 | Ballustrade-Double Post | n/a | n/a | Pset_BuildingElementProxyCommon | n/a | n/a
Host | n/a | 1900-12-31T23:59:59 | Submitted:Submitted for Approval | Component | Ballustrade-Double Post:Ballustrade-Double Post:395793 | Level : Ground Floor | n/a | n/a | Constraints | n/a | n/a
Level | n/a | 1900-12-31T23:59:59 | Submitted:Submitted for Approval | Component | Ballustrade-Double Post:Ballustrade-Double Post:395793 | Level: Ground Floor | n/a | n/a | Constraints | n/a | n/a
Moves With Nearby Elements | n/a | 1900-12-31T23:59:59 | Submitted:Submitted for Approval | Component | Ballustrade-Double Post:Ballustrade-Double Post:395793 | n/a | n/a | n/a | Constraints | n/a | n/a | n/a
Offset | n/a | 1900-12-31T23:59:59 | Submitted:Submitted for Approval | Component | Ballustrade-Double Post:Ballustrade-Double Post:395793 | 0 | n/a | n/a | Constraints | n/a | n/a | n/a
Baluster Height | n/a | 1900-12-31T23:59:59 | Submitted:Submitted for Approval | Component | Ballustrade-Double Post:Ballustrade-Double Post:395793 | 1050 | n/a | n/a | Dimensions | n/a | n/a | n/a
Bottom Cut Angle | n/a | 1900-12-31T23:59:59 | Submitted:Submitted for Approval | Component | Ballustrade-Double Post:Ballustrade-Double Post:395793 | 0 | n/a | n/a | Dimensions | n/a | n/a | n/a
Slope Angle | n/a | 1900-12-31T23:59:59 | Submitted:Submitted for Approval | Component | Ballustrade-Double Post:Ballustrade-Double Post:395793 | 0 | n/a | n/a | Dimensions | n/a | n/a | n/a
Top Cut Angle | n/a | 1900-12-31T23:59:59 | Submitted:Submitted for Approval | Component | Ballustrade-Double Post:Ballustrade-Double Post:395793 | 0 | n/a | n/a | Dimensions | n/a | n/a | n/a
Volume | n/a | 1900-12-31T23:59:59 | Submitted:Submitted for Approval | Component | Ballustrade-Double Post:Ballustrade-Double Post:395793 | 0.0040793 | n/a | n/a | Dimensions | n/a | n/a | n/a
Phase Created | n/a | 1900-12-31T23:59:59 | Submitted:Submitted for Approval | Component | Ballustrade-Double Post:Ballustrade-Double Post:395793 | New Construction | n/a | n/a | Phasing | n/a | n/a
Reference | n/a | 1900-12-31T23:59:59 | Submitted:Submitted for Approval | Component | Ballustrade-Double Post:Ballustrade-Double Post:396200 | Ballustrade-Double Post | n/a | n/a | Pset_BuildingElementProxyCommon | n/a | n/a
Host | n/a | 1900-12-31T23:59:59 | Submitted:Submitted for Approval | Component | Ballustrade-Double Post:Ballustrade-Double Post:396200 | Level : Ground Floor | n/a | n/a | Constraints | n/a | n/a
Level | n/a | 1900-12-31T23:59:59 | Submitted:Submitted for Approval | Component | Ballustrade-Double Post:Ballustrade-Double Post:396200 | Level: Ground Floor | n/a | n/a | Constraints | n/a | n/a
Moves With Nearby Elements | n/a | 1900-12-31T23:59:59 | Submitted:Submitted for Approval | Component | Ballustrade-Double Post:Ballustrade-Double Post:396200 | n/a | n/a | n/a | Constraints | n/a | n/a | n/a
Offset | n/a | 1900-12-31T23:59:59 | Submitted:Submitted for Approval | Component | Ballustrade-Double Post:Ballustrade-Double Post:396200 | 0 | n/a | n/a | Constraints | n/a | n/a | n/a
Baluster Height | n/a | 1900-12-31T23:59:59 | Submitted:Submitted for Approval | Component | Ballustrade-Double Post:Ballustrade-Double Post:396200 | 1050 | n/a | n/a | Dimensions | n/a | n/a | n/a
Bottom Cut Angle | n/a | 1900-12-31T23:59:59 | Submitted:Submitted for Approval | Component | Ballustrade-Double Post:Ballustrade-Double Post:396200 | 0 | n/a | n/a | Dimensions | n/a | n/a | n/a
Slope Angle | n/a | 1900-12-31T23:59:59 | Submitted:Submitted for Approval | Component | Ballustrade-Double Post:Ballustrade-Double Post:396200 | 0 | n/a | n/a | Dimensions | n/a | n/a | n/a
Top Cut Angle | n/a | 1900-12-31T23:59:59 | Submitted:Submitted for Approval | Component | Ballustrade-Double Post:Ballustrade-Double Post:396200 | 0 | n/a | n/a | Dimensions | n/a | n/a | n/a
Volume | n/a | 1900-12-31T23:59:59 | Submitted:Submitted for Approval | Component | Ballustrade-Double Post:Ballustrade-Double Post:396200 | 0.0040793 | n/a | n/a | Dimensions | n/a | n/a | n/a
Phase Created | n/a | 1900-12-31T23:59:59 | Submitted:Submitted for Approval | Component | Ballustrade-Double Post:Ballustrade-Double Post:396200 | New Construction | n/a | n/a | Phasing | n/a | n/a
Reference | n/a | 1900-12-31T23:59:59 | Submitted:Submitted for Approval | Component | Ballustrade-Double Post:Ballustrade-Double Post:396208 | Ballustrade-Double Post | n/a | n/a | Pset_BuildingElementProxyCommon | n/a | n/a
Host | n/a | 1900-12-31T23:59:59 | Submitted:Submitted for Approval | Component | Ballustrade-Double Post:Ballustrade-Double Post:396208 | Level : Ground Floor | n/a | n/a | Constraints | n/a | n/a
Level | n/a | 1900-12-31T23:59:59 | Submitted:Submitted for Approval | Component | Ballustrade-Double Post:Ballustrade-Double Post:396208 | Level: Ground Floor | n/a | n/a | Constraints | n/a | n/a
Moves With Nearby Elements | n/a | 1900-12-31T23:59:59 | Submitted:Submitted for Approval | Component | Ballustrade-Double Post:Ballustrade-Double Post:396208 | n/a | n/a | n/a | Constraints | n/a | n/a | n/a
Offset | n/a | 1900-12-31T23:59:59 | Submitted:Submitted for Approval | Component | Ballustrade-Double Post:Ballustrade-Double Post:396208 | 0 | n/a | n/a | Constraints | n/a | n/a | n/a
Baluster Height | n/a | 1900-12-31T23:59:59 | Submitted:Submitted for Approval | Component | Ballustrade-Double Post:Ballustrade-Double Post:396208 | 1050 | n/a | n/a | Dimensions | n/a | n/a | n/a
Bottom Cut Angle | n/a | 1900-12-31T23:59:59 | Submitted:Submitted for Approval | Component | Ballustrade-Double Post:Ballustrade-Double Post:396208 | 0 | n/a | n/a | Dimensions | n/a | n/a | n/a
Slope Angle | n/a | 1900-12-31T23:59:59 | Submitted:Submitted for Approval | Component | Ballustrade-Double Post:Ballustrade-Double Post:396208 | 0 | n/a | n/a | Dimensions | n/a | n/a | n/a
Top Cut Angle | n/a | 1900-12-31T23:59:59 | Submitted:Submitted for Approval | Component | Ballustrade-Double Post:Ballustrade-Double Post:396208 | 0 | n/a | n/a | Dimensions | n/a | n/a | n/a
Volume | n/a | 1900-12-31T23:59:59 | Submitted:Submitted for Approval | Component | Ballustrade-Double Post:Ballustrade-Double Post:396208 | 0.0040793 | n/a | n/a | Dimensions | n/a | n/a | n/a
Phase Created | n/a | 1900-12-31T23:59:59 | Submitted:Submitted for Approval | Component | Ballustrade-Double Post:Ballustrade-Double Post:396208 | New Construction | n/a | n/a | Phasing | n/a | n/a
Reference | n/a | 1900-12-31T23:59:59 | Submitted:Submitted for Approval | Component | Ballustrade-Double Post:Ballustrade-Double Post:396216 | Ballustrade-Double Post | n/a | n/a | Pset_BuildingElementProxyCommon | n/a | n/a
Host | n/a | 1900-12-31T23:59:59 | Submitted:Submitted for Approval | Component | Ballustrade-Double Post:Ballustrade-Double Post:396216 | Level : Ground Floor | n/a | n/a | Constraints | n/a | n/a
Level | n/a | 1900-12-31T23:59:59 | Submitted:Submitted for Approval | Component | Ballustrade-Double Post:Ballustrade-Double Post:396216 | Level: Ground Floor | n/a | n/a | Constraints | n/a | n/a
Moves With Nearby Elements | n/a | 1900-12-31T23:59:59 | Submitted:Submitted for Approval | Component | Ballustrade-Double Post:Ballustrade-Double Post:396216 | n/a | n/a | n/a | Constraints | n/a | n/a | n/a
Offset | n/a | 1900-12-31T23:59:59 | Submitted:Submitted for Approval | Component | Ballustrade-Double Post:Ballustrade-Double Post:396216 | 0 | n/a | n/a | Constraints | n/a | n/a | n/a
Baluster Height | n/a | 1900-12-31T23:59:59 | Submitted:Submitted for Approval | Component | Ballustrade-Double Post:Ballustrade-Double Post:396216 | 1050 | n/a | n/a | Dimensions | n/a | n/a | n/a
Bottom Cut Angle | n/a | 1900-12-31T23:59:59 | Submitted:Submitted for Approval | Component | Ballustrade-Double Post:Ballustrade-Double Post:396216 | 0 | n/a | n/a | Dimensions | n/a | n/a | n/a
Slope Angle | n/a | 1900-12-31T23:59:59 | Submitted:Submitted for Approval | Component | Ballustrade-Double Post:Ballustrade-Double Post:396216 | 0 | n/a | n/a | Dimensions | n/a | n/a | n/a
Top Cut Angle | n/a | 1900-12-31T23:59:59 | Submitted:Submitted for Approval | Component | Ballustrade-Double Post:Ballustrade-Double Post:396216 | 0 | n/a | n/a | Dimensions | n/a | n/a | n/a
Volume | n/a | 1900-12-31T23:59:59 | Submitted:Submitted for Approval | Component | Ballustrade-Double Post:Ballustrade-Double Post:396216 | 0.0040793 | n/a | n/a | Dimensions | n/a | n/a | n/a
Phase Created | n/a | 1900-12-31T23:59:59 | Submitted:Submitted for Approval | Component | Ballustrade-Double Post:Ballustrade-Double Post:396216 | New Construction | n/a | n/a | Phasing | n/a | n/a
Reference | n/a | 1900-12-31T23:59:59 | Submitted:Submitted for Approval | Component | Ballustrade-Double Post:Ballustrade-Double Post:396224 | Ballustrade-Double Post | n/a | n/a | Pset_BuildingElementProxyCommon | n/a | n/a
Host | n/a | 1900-12-31T23:59:59 | Submitted:Submitted for Approval | Component | Ballustrade-Double Post:Ballustrade-Double Post:396224 | Level : Ground Floor | n/a | n/a | Constraints | n/a | n/a
Level | n/a | 1900-12-31T23:59:59 | Submitted:Submitted for Approval | Component | Ballustrade-Double Post:Ballustrade-Double Post:396224 | Level: Ground Floor | n/a | n/a | Constraints | n/a | n/a
Moves With Nearby Elements | n/a | 1900-12-31T23:59:59 | Submitted:Submitted for Approval | Component | Ballustrade-Double Post:Ballustrade-Double Post:396224 | n/a | n/a | n/a | Constraints | n/a | n/a | n/a
Offset | n/a | 1900-12-31T23:59:59 | Submitted:Submitted for Approval | Component | Ballustrade-Double Post:Ballustrade-Double Post:396224 | 0 | n/a | n/a | Constraints | n/a | n/a | n/a
Baluster Height | n/a | 1900-12-31T23:59:59 | Submitted:Submitted for Approval | Component | Ballustrade-Double Post:Ballustrade-Double Post:396224 | 1050 | n/a | n/a | Dimensions | n/a | n/a | n/a
Bottom Cut Angle | n/a | 1900-12-31T23:59:59 | Submitted:Submitted for Approval | Component | Ballustrade-Double Post:Ballustrade-Double Post:396224 | 0 | n/a | n/a | Dimensions | n/a | n/a | n/a
Slope Angle | n/a | 1900-12-31T23:59:59 | Submitted:Submitted for Approval | Component | Ballustrade-Double Post:Ballustrade-Double Post:396224 | 0 | n/a | n/a | Dimensions | n/a | n/a | n/a
Top Cut Angle | n/a | 1900-12-31T23:59:59 | Submitted:Submitted for Approval | Component | Ballustrade-Double Post:Ballustrade-Double Post:396224 | 0 | n/a | n/a | Dimensions | n/a | n/a | n/a
Volume | n/a | 1900-12-31T23:59:59 | Submitted:Submitted for Approval | Component | Ballustrade-Double Post:Ballustrade-Double Post:396224 | 0.0040793 | n/a | n/a | Dimensions | n/a | n/a | n/a
Phase Created | n/a | 1900-12-31T23:59:59 | Submitted:Submitted for Approval | Component | Ballustrade-Double Post:Ballustrade-Double Post:396224 | New Construction | n/a | n/a | Phasing | n/a | n/a
Reference | n/a | 1900-12-31T23:59:59 | Submitted:Submitted for Approval | Component | Ballustrade-Double Post:Ballustrade-Double Post:396232 | Ballustrade-Double Post | n/a | n/a | Pset_BuildingElementProxyCommon | n/a | n/a
Host | n/a | 1900-12-31T23:59:59 | Submitted:Submitted for Approval | Component | Ballustrade-Double Post:Ballustrade-Double Post:396232 | Level : Ground Floor | n/a | n/a | Constraints | n/a | n/a
Level | n/a | 1900-12-31T23:59:59 | Submitted:Submitted for Approval | Component | Ballustrade-Double Post:Ballustrade-Double Post:396232 | Level: Ground Floor | n/a | n/a | Constraints | n/a | n/a
Moves With Nearby Elements | n/a | 1900-12-31T23:59:59 | Submitted:Submitted for Approval | Component | Ballustrade-Double Post:Ballustrade-Double Post:396232 | n/a | n/a | n/a | Constraints | n/a | n/a | n/a
Offset | n/a | 1900-12-31T23:59:59 | Submitted:Submitted for Approval | Component | Ballustrade-Double Post:Ballustrade-Double Post:396232 | 0 | n/a | n/a | Constraints | n/a | n/a | n/a
Baluster Height | n/a | 1900-12-31T23:59:59 | Submitted:Submitted for Approval | Component | Ballustrade-Double Post:Ballustrade-Double Post:396232 | 1050 | n/a | n/a | Dimensions | n/a | n/a | n/a
Bottom Cut Angle | n/a | 1900-12-31T23:59:59 | Submitted:Submitted for Approval | Component | Ballustrade-Double Post:Ballustrade-Double Post:396232 | 0 | n/a | n/a | Dimensions | n/a | n/a | n/a
Slope Angle | n/a | 1900-12-31T23:59:59 | Submitted:Submitted for Approval | Component | Ballustrade-Double Post:Ballustrade-Double Post:396232 | 0 | n/a | n/a | Dimensions | n/a | n/a | n/a
Top Cut Angle | n/a | 1900-12-31T23:59:59 | Submitted:Submitted for Approval | Component | Ballustrade-Double Post:Ballustrade-Double Post:396232 | 0 | n/a | n/a | Dimensions | n/a | n/a | n/a
Volume | n/a | 1900-12-31T23:59:59 | Submitted:Submitted for Approval | Component | Ballustrade-Double Post:Ballustrade-Double Post:396232 | 0.0040793 | n/a | n/a | Dimensions | n/a | n/a | n/a
Phase Created | n/a | 1900-12-31T23:59:59 | Submitted:Submitted for Approval | Component | Ballustrade-Double Post:Ballustrade-Double Post:396232 | New Construction | n/a | n/a | Phasing | n/a | n/a
Reference | n/a | 1900-12-31T23:59:59 | Submitted:Submitted for Approval | Component | Ballustrade-Double Post:Ballustrade-Double Post:396240 | Ballustrade-Double Post | n/a | n/a | Pset_BuildingElementProxyCommon | n/a | n/a
Host | n/a | 1900-12-31T23:59:59 | Submitted:Submitted for Approval | Component | Ballustrade-Double Post:Ballustrade-Double Post:396240 | Level : Ground Floor | n/a | n/a | Constraints | n/a | n/a
Level | n/a | 1900-12-31T23:59:59 | Submitted:Submitted for Approval | Component | Ballustrade-Double Post:Ballustrade-Double Post:396240 | Level: Ground Floor | n/a | n/a | Constraints | n/a | n/a
Moves With Nearby Elements | n/a | 1900-12-31T23:59:59 | Submitted:Submitted for Approval | Component | Ballustrade-Double Post:Ballustrade-Double Post:396240 | n/a | n/a | n/a | Constraints | n/a | n/a | n/a
Offset | n/a | 1900-12-31T23:59:59 | Submitted:Submitted for Approval | Component | Ballustrade-Double Post:Ballustrade-Double Post:396240 | 0 | n/a | n/a | Constraints | n/a | n/a | n/a
Baluster Height | n/a | 1900-12-31T23:59:59 | Submitted:Submitted for Approval | Component | Ballustrade-Double Post:Ballustrade-Double Post:396240 | 1050 | n/a | n/a | Dimensions | n/a | n/a | n/a
Bottom Cut Angle | n/a | 1900-12-31T23:59:59 | Submitted:Submitted for Approval | Component | Ballustrade-Double Post:Ballustrade-Double Post:396240 | 0 | n/a | n/a | Dimensions | n/a | n/a | n/a
Slope Angle | n/a | 1900-12-31T23:59:59 | Submitted:Submitted for Approval | Component | Ballustrade-Double Post:Ballustrade-Double Post:396240 | 0 | n/a | n/a | Dimensions | n/a | n/a | n/a
Top Cut Angle | n/a | 1900-12-31T23:59:59 | Submitted:Submitted for Approval | Component | Ballustrade-Double Post:Ballustrade-Double Post:396240 | 0 | n/a | n/a | Dimensions | n/a | n/a | n/a
Volume | n/a | 1900-12-31T23:59:59 | Submitted:Submitted for Approval | Component | Ballustrade-Double Post:Ballustrade-Double Post:396240 | 0.0040793 | n/a | n/a | Dimensions | n/a | n/a | n/a
Phase Created | n/a | 1900-12-31T23:59:59 | Submitted:Submitted for Approval | Component | Ballustrade-Double Post:Ballustrade-Double Post:396240 | New Construction | n/a | n/a | Phasing | n/a | n/a
Post | n/a | 1900-12-31T23:59:59 | Submitted:Submitted for Approval | Type | Ballustrade-Double Post | TRUE | n/a | n/a | Construction | n/a | n/a | n/a
depth-middle | n/a | 1900-12-31T23:59:59 | Submitted:Submitted for Approval | Type | Ballustrade-Double Post | 150 | n/a | n/a | Dimensions | n/a | n/a | n/a
Assembly Code | n/a | 1900-12-31T23:59:59 | Submitted:Submitted for Approval | Type | Ballustrade-Double Post |  | n/a | n/a | Identity Data | n/a | n/a
Assembly Description | n/a | 1900-12-31T23:59:59 | Submitted:Submitted for Approval | Type | Ballustrade-Double Post |  | n/a | n/a | Identity Data | n/a | n/a
OmniClass Number | n/a | 1900-12-31T23:59:59 | Submitted:Submitted for Approval | Type | Ballustrade-Double Post | 23.30.80.11.11.14 | n/a | n/a | Identity Data | n/a | n/a
OmniClass Title | n/a | 1900-12-31T23:59:59 | Submitted:Submitted for Approval | Type | Ballustrade-Double Post | Posts, Newel Posts, Pickets | n/a | n/a | Identity Data | n/a | n/a
Reference | n/a | 1900-12-31T23:59:59 | Submitted:Submitted for Approval | Component | Ballustrade-Double Post:Ballustrade-Double Post:395918 | Ballustrade-Double Post | n/a | n/a | Pset_BuildingElementProxyCommon | n/a | n/a
Host | n/a | 1900-12-31T23:59:59 | Submitted:Submitted for Approval | Component | Ballustrade-Double Post:Ballustrade-Double Post:395918 | Level : Ground Floor | n/a | n/a | Constraints | n/a | n/a
Level | n/a | 1900-12-31T23:59:59 | Submitted:Submitted for Approval | Component | Ballustrade-Double Post:Ballustrade-Double Post:395918 | Level: Ground Floor | n/a | n/a | Constraints | n/a | n/a
Moves With Nearby Elements | n/a | 1900-12-31T23:59:59 | Submitted:Submitted for Approval | Component | Ballustrade-Double Post:Ballustrade-Double Post:395918 | n/a | n/a | n/a | Constraints | n/a | n/a | n/a
Offset | n/a | 1900-12-31T23:59:59 | Submitted:Submitted for Approval | Component | Ballustrade-Double Post:Ballustrade-Double Post:395918 | 0 | n/a | n/a | Constraints | n/a | n/a | n/a
Baluster Height | n/a | 1900-12-31T23:59:59 | Submitted:Submitted for Approval | Component | Ballustrade-Double Post:Ballustrade-Double Post:395918 | 1050 | n/a | n/a | Dimensions | n/a | n/a | n/a
Bottom Cut Angle | n/a | 1900-12-31T23:59:59 | Submitted:Submitted for Approval | Component | Ballustrade-Double Post:Ballustrade-Double Post:395918 | 0 | n/a | n/a | Dimensions | n/a | n/a | n/a
Slope Angle | n/a | 1900-12-31T23:59:59 | Submitted:Submitted for Approval | Component | Ballustrade-Double Post:Ballustrade-Double Post:395918 | 0 | n/a | n/a | Dimensions | n/a | n/a | n/a
Top Cut Angle | n/a | 1900-12-31T23:59:59 | Submitted:Submitted for Approval | Component | Ballustrade-Double Post:Ballustrade-Double Post:395918 | 0 | n/a | n/a | Dimensions | n/a | n/a | n/a
Volume | n/a | 1900-12-31T23:59:59 | Submitted:Submitted for Approval | Component | Ballustrade-Double Post:Ballustrade-Double Post:395918 | 0.0040793 | n/a | n/a | Dimensions | n/a | n/a | n/a
Phase Created | n/a | 1900-12-31T23:59:59 | Submitted:Submitted for Approval | Component | Ballustrade-Double Post:Ballustrade-Double Post:395918 | New Construction | n/a | n/a | Phasing | n/a | n/a
Reference | n/a | 1900-12-31T23:59:59 | Submitted:Submitted for Approval | Component | Ballustrade-Double Post:Ballustrade-Double Post:395991 | Ballustrade-Double Post | n/a | n/a | Pset_BuildingElementProxyCommon | n/a | n/a
Host | n/a | 1900-12-31T23:59:59 | Submitted:Submitted for Approval | Component | Ballustrade-Double Post:Ballustrade-Double Post:395991 | Level : Ground Floor | n/a | n/a | Constraints | n/a | n/a
Level | n/a | 1900-12-31T23:59:59 | Submitted:Submitted for Approval | Component | Ballustrade-Double Post:Ballustrade-Double Post:395991 | Level: Ground Floor | n/a | n/a | Constraints | n/a | n/a
Moves With Nearby Elements | n/a | 1900-12-31T23:59:59 | Submitted:Submitted for Approval | Component | Ballustrade-Double Post:Ballustrade-Double Post:395991 | n/a | n/a | n/a | Constraints | n/a | n/a | n/a
Offset | n/a | 1900-12-31T23:59:59 | Submitted:Submitted for Approval | Component | Ballustrade-Double Post:Ballustrade-Double Post:395991 | 0 | n/a | n/a | Constraints | n/a | n/a | n/a
Baluster Height | n/a | 1900-12-31T23:59:59 | Submitted:Submitted for Approval | Component | Ballustrade-Double Post:Ballustrade-Double Post:395991 | 1050 | n/a | n/a | Dimensions | n/a | n/a | n/a
Bottom Cut Angle | n/a | 1900-12-31T23:59:59 | Submitted:Submitted for Approval | Component | Ballustrade-Double Post:Ballustrade-Double Post:395991 | 0 | n/a | n/a | Dimensions | n/a | n/a | n/a
Slope Angle | n/a | 1900-12-31T23:59:59 | Submitted:Submitted for Approval | Component | Ballustrade-Double Post:Ballustrade-Double Post:395991 | 0 | n/a | n/a | Dimensions | n/a | n/a | n/a
Top Cut Angle | n/a | 1900-12-31T23:59:59 | Submitted:Submitted for Approval | Component | Ballustrade-Double Post:Ballustrade-Double Post:395991 | 0 | n/a | n/a | Dimensions | n/a | n/a | n/a
Volume | n/a | 1900-12-31T23:59:59 | Submitted:Submitted for Approval | Component | Ballustrade-Double Post:Ballustrade-Double Post:395991 | 0.0040793 | n/a | n/a | Dimensions | n/a | n/a | n/a
Phase Created | n/a | 1900-12-31T23:59:59 | Submitted:Submitted for Approval | Component | Ballustrade-Double Post:Ballustrade-Double Post:395991 | New Construction | n/a | n/a | Phasing | n/a | n/a
Reference | n/a | 1900-12-31T23:59:59 | Submitted:Submitted for Approval | Component | Ballustrade-Double Post:Ballustrade-Double Post:395999 | Ballustrade-Double Post | n/a | n/a | Pset_BuildingElementProxyCommon | n/a | n/a
Host | n/a | 1900-12-31T23:59:59 | Submitted:Submitted for Approval | Component | Ballustrade-Double Post:Ballustrade-Double Post:395999 | Level : Ground Floor | n/a | n/a | Constraints | n/a | n/a
Level | n/a | 1900-12-31T23:59:59 | Submitted:Submitted for Approval | Component | Ballustrade-Double Post:Ballustrade-Double Post:395999 | Level: Ground Floor | n/a | n/a | Constraints | n/a | n/a
Moves With Nearby Elements | n/a | 1900-12-31T23:59:59 | Submitted:Submitted for Approval | Component | Ballustrade-Double Post:Ballustrade-Double Post:395999 | n/a | n/a | n/a | Constraints | n/a | n/a | n/a
Offset | n/a | 1900-12-31T23:59:59 | Submitted:Submitted for Approval | Component | Ballustrade-Double Post:Ballustrade-Double Post:395999 | 0 | n/a | n/a | Constraints | n/a | n/a | n/a
Baluster Height | n/a | 1900-12-31T23:59:59 | Submitted:Submitted for Approval | Component | Ballustrade-Double Post:Ballustrade-Double Post:395999 | 1050 | n/a | n/a | Dimensions | n/a | n/a | n/a
Bottom Cut Angle | n/a | 1900-12-31T23:59:59 | Submitted:Submitted for Approval | Component | Ballustrade-Double Post:Ballustrade-Double Post:395999 | 0 | n/a | n/a | Dimensions | n/a | n/a | n/a
Slope Angle | n/a | 1900-12-31T23:59:59 | Submitted:Submitted for Approval | Component | Ballustrade-Double Post:Ballustrade-Double Post:395999 | 0 | n/a | n/a | Dimensions | n/a | n/a | n/a
Top Cut Angle | n/a | 1900-12-31T23:59:59 | Submitted:Submitted for Approval | Component | Ballustrade-Double Post:Ballustrade-Double Post:395999 | 0 | n/a | n/a | Dimensions | n/a | n/a | n/a
Volume | n/a | 1900-12-31T23:59:59 | Submitted:Submitted for Approval | Component | Ballustrade-Double Post:Ballustrade-Double Post:395999 | 0.0040793 | n/a | n/a | Dimensions | n/a | n/a | n/a
Phase Created | n/a | 1900-12-31T23:59:59 | Submitted:Submitted for Approval | Component | Ballustrade-Double Post:Ballustrade-Double Post:395999 | New Construction | n/a | n/a | Phasing | n/a | n/a
Reference | n/a | 1900-12-31T23:59:59 | Submitted:Submitted for Approval | Component | Ballustrade-Double Post:Ballustrade-Double Post:396007 | Ballustrade-Double Post | n/a | n/a | Pset_BuildingElementProxyCommon | n/a | n/a
Host | n/a | 1900-12-31T23:59:59 | Submitted:Submitted for Approval | Component | Ballustrade-Double Post:Ballustrade-Double Post:396007 | Level : Ground Floor | n/a | n/a | Constraints | n/a | n/a
Level | n/a | 1900-12-31T23:59:59 | Submitted:Submitted for Approval | Component | Ballustrade-Double Post:Ballustrade-Double Post:396007 | Level: Ground Floor | n/a | n/a | Constraints | n/a | n/a
Moves With Nearby Elements | n/a | 1900-12-31T23:59:59 | Submitted:Submitted for Approval | Component | Ballustrade-Double Post:Ballustrade-Double Post:396007 | n/a | n/a | n/a | Constraints | n/a | n/a | n/a
Offset | n/a | 1900-12-31T23:59:59 | Submitted:Submitted for Approval | Component | Ballustrade-Double Post:Ballustrade-Double Post:396007 | 0 | n/a | n/a | Constraints | n/a | n/a | n/a
Baluster Height | n/a | 1900-12-31T23:59:59 | Submitted:Submitted for Approval | Component | Ballustrade-Double Post:Ballustrade-Double Post:396007 | 1050 | n/a | n/a | Dimensions | n/a | n/a | n/a
Bottom Cut Angle | n/a | 1900-12-31T23:59:59 | Submitted:Submitted for Approval | Component | Ballustrade-Double Post:Ballustrade-Double Post:396007 | 0 | n/a | n/a | Dimensions | n/a | n/a | n/a
Slope Angle | n/a | 1900-12-31T23:59:59 | Submitted:Submitted for Approval | Component | Ballustrade-Double Post:Ballustrade-Double Post:396007 | 0 | n/a | n/a | Dimensions | n/a | n/a | n/a
Top Cut Angle | n/a | 1900-12-31T23:59:59 | Submitted:Submitted for Approval | Component | Ballustrade-Double Post:Ballustrade-Double Post:396007 | 0 | n/a | n/a | Dimensions | n/a | n/a | n/a
Volume | n/a | 1900-12-31T23:59:59 | Submitted:Submitted for Approval | Component | Ballustrade-Double Post:Ballustrade-Double Post:396007 | 0.0040793 | n/a | n/a | Dimensions | n/a | n/a | n/a
Phase Created | n/a | 1900-12-31T23:59:59 | Submitted:Submitted for Approval | Component | Ballustrade-Double Post:Ballustrade-Double Post:396007 | New Construction | n/a | n/a | Phasing | n/a | n/a
Reference | n/a | 1900-12-31T23:59:59 | Submitted:Submitted for Approval | Component | Ballustrade-Double Post:Ballustrade-Double Post:396015 | Ballustrade-Double Post | n/a | n/a | Pset_BuildingElementProxyCommon | n/a | n/a
Host | n/a | 1900-12-31T23:59:59 | Submitted:Submitted for Approval | Component | Ballustrade-Double Post:Ballustrade-Double Post:396015 | Level : Ground Floor | n/a | n/a | Constraints | n/a | n/a
Level | n/a | 1900-12-31T23:59:59 | Submitted:Submitted for Approval | Component | Ballustrade-Double Post:Ballustrade-Double Post:396015 | Level: Ground Floor | n/a | n/a | Constraints | n/a | n/a
Moves With Nearby Elements | n/a | 1900-12-31T23:59:59 | Submitted:Submitted for Approval | Component | Ballustrade-Double Post:Ballustrade-Double Post:396015 | n/a | n/a | n/a | Constraints | n/a | n/a | n/a
Offset | n/a | 1900-12-31T23:59:59 | Submitted:Submitted for Approval | Component | Ballustrade-Double Post:Ballustrade-Double Post:396015 | 0 | n/a | n/a | Constraints | n/a | n/a | n/a
Baluster Height | n/a | 1900-12-31T23:59:59 | Submitted:Submitted for Approval | Component | Ballustrade-Double Post:Ballustrade-Double Post:396015 | 1050 | n/a | n/a | Dimensions | n/a | n/a | n/a
Bottom Cut Angle | n/a | 1900-12-31T23:59:59 | Submitted:Submitted for Approval | Component | Ballustrade-Double Post:Ballustrade-Double Post:396015 | 0 | n/a | n/a | Dimensions | n/a | n/a | n/a
Slope Angle | n/a | 1900-12-31T23:59:59 | Submitted:Submitted for Approval | Component | Ballustrade-Double Post:Ballustrade-Double Post:396015 | 0 | n/a | n/a | Dimensions | n/a | n/a | n/a
Top Cut Angle | n/a | 1900-12-31T23:59:59 | Submitted:Submitted for Approval | Component | Ballustrade-Double Post:Ballustrade-Double Post:396015 | 0 | n/a | n/a | Dimensions | n/a | n/a | n/a
Volume | n/a | 1900-12-31T23:59:59 | Submitted:Submitted for Approval | Component | Ballustrade-Double Post:Ballustrade-Double Post:396015 | 0.0040793 | n/a | n/a | Dimensions | n/a | n/a | n/a
Phase Created | n/a | 1900-12-31T23:59:59 | Submitted:Submitted for Approval | Component | Ballustrade-Double Post:Ballustrade-Double Post:396015 | New Construction | n/a | n/a | Phasing | n/a | n/a
Reference | n/a | 1900-12-31T23:59:59 | Submitted:Submitted for Approval | Component | Ballustrade-Double Post:Ballustrade-Double Post:396023 | Ballustrade-Double Post | n/a | n/a | Pset_BuildingElementProxyCommon | n/a | n/a
Host | n/a | 1900-12-31T23:59:59 | Submitted:Submitted for Approval | Component | Ballustrade-Double Post:Ballustrade-Double Post:396023 | Level : Ground Floor | n/a | n/a | Constraints | n/a | n/a
Level | n/a | 1900-12-31T23:59:59 | Submitted:Submitted for Approval | Component | Ballustrade-Double Post:Ballustrade-Double Post:396023 | Level: Ground Floor | n/a | n/a | Constraints | n/a | n/a
Moves With Nearby Elements | n/a | 1900-12-31T23:59:59 | Submitted:Submitted for Approval | Component | Ballustrade-Double Post:Ballustrade-Double Post:396023 | n/a | n/a | n/a | Constraints | n/a | n/a | n/a
Offset | n/a | 1900-12-31T23:59:59 | Submitted:Submitted for Approval | Component | Ballustrade-Double Post:Ballustrade-Double Post:396023 | 0 | n/a | n/a | Constraints | n/a | n/a | n/a
Baluster Height | n/a | 1900-12-31T23:59:59 | Submitted:Submitted for Approval | Component | Ballustrade-Double Post:Ballustrade-Double Post:396023 | 1050 | n/a | n/a | Dimensions | n/a | n/a | n/a
Bottom Cut Angle | n/a | 1900-12-31T23:59:59 | Submitted:Submitted for Approval | Component | Ballustrade-Double Post:Ballustrade-Double Post:396023 | 0 | n/a | n/a | Dimensions | n/a | n/a | n/a
Slope Angle | n/a | 1900-12-31T23:59:59 | Submitted:Submitted for Approval | Component | Ballustrade-Double Post:Ballustrade-Double Post:396023 | 0 | n/a | n/a | Dimensions | n/a | n/a | n/a
Top Cut Angle | n/a | 1900-12-31T23:59:59 | Submitted:Submitted for Approval | Component | Ballustrade-Double Post:Ballustrade-Double Post:396023 | 0 | n/a | n/a | Dimensions | n/a | n/a | n/a
Volume | n/a | 1900-12-31T23:59:59 | Submitted:Submitted for Approval | Component | Ballustrade-Double Post:Ballustrade-Double Post:396023 | 0.0040793 | n/a | n/a | Dimensions | n/a | n/a | n/a
Phase Created | n/a | 1900-12-31T23:59:59 | Submitted:Submitted for Approval | Component | Ballustrade-Double Post:Ballustrade-Double Post:396023 | New Construction | n/a | n/a | Phasing | n/a | n/a
Reference | n/a | 1900-12-31T23:59:59 | Submitted:Submitted for Approval | Component | Ballustrade-Double Post:Ballustrade-Double Post:396031 | Ballustrade-Double Post | n/a | n/a | Pset_BuildingElementProxyCommon | n/a | n/a
Host | n/a | 1900-12-31T23:59:59 | Submitted:Submitted for Approval | Component | Ballustrade-Double Post:Ballustrade-Double Post:396031 | Level : Ground Floor | n/a | n/a | Constraints | n/a | n/a
Level | n/a | 1900-12-31T23:59:59 | Submitted:Submitted for Approval | Component | Ballustrade-Double Post:Ballustrade-Double Post:396031 | Level: Ground Floor | n/a | n/a | Constraints | n/a | n/a
Moves With Nearby Elements | n/a | 1900-12-31T23:59:59 | Submitted:Submitted for Approval | Component | Ballustrade-Double Post:Ballustrade-Double Post:396031 | n/a | n/a | n/a | Constraints | n/a | n/a | n/a
Offset | n/a | 1900-12-31T23:59:59 | Submitted:Submitted for Approval | Component | Ballustrade-Double Post:Ballustrade-Double Post:396031 | 0 | n/a | n/a | Constraints | n/a | n/a | n/a
Baluster Height | n/a | 1900-12-31T23:59:59 | Submitted:Submitted for Approval | Component | Ballustrade-Double Post:Ballustrade-Double Post:396031 | 1050 | n/a | n/a | Dimensions | n/a | n/a | n/a
Bottom Cut Angle | n/a | 1900-12-31T23:59:59 | Submitted:Submitted for Approval | Component | Ballustrade-Double Post:Ballustrade-Double Post:396031 | 0 | n/a | n/a | Dimensions | n/a | n/a | n/a
Slope Angle | n/a | 1900-12-31T23:59:59 | Submitted:Submitted for Approval | Component | Ballustrade-Double Post:Ballustrade-Double Post:396031 | 0 | n/a | n/a | Dimensions | n/a | n/a | n/a
Top Cut Angle | n/a | 1900-12-31T23:59:59 | Submitted:Submitted for Approval | Component | Ballustrade-Double Post:Ballustrade-Double Post:396031 | 0 | n/a | n/a | Dimensions | n/a | n/a | n/a
Volume | n/a | 1900-12-31T23:59:59 | Submitted:Submitted for Approval | Component | Ballustrade-Double Post:Ballustrade-Double Post:396031 | 0.0040793 | n/a | n/a | Dimensions | n/a | n/a | n/a
Phase Created | n/a | 1900-12-31T23:59:59 | Submitted:Submitted for Approval | Component | Ballustrade-Double Post:Ballustrade-Double Post:396031 | New Construction | n/a | n/a | Phasing | n/a | n/a
Reference | n/a | 1900-12-31T23:59:59 | Submitted:Submitted for Approval | Component | Ballustrade-Double Post:Ballustrade-Double Post:396039 | Ballustrade-Double Post | n/a | n/a | Pset_BuildingElementProxyCommon | n/a | n/a
Host | n/a | 1900-12-31T23:59:59 | Submitted:Submitted for Approval | Component | Ballustrade-Double Post:Ballustrade-Double Post:396039 | Level : Ground Floor | n/a | n/a | Constraints | n/a | n/a
Level | n/a | 1900-12-31T23:59:59 | Submitted:Submitted for Approval | Component | Ballustrade-Double Post:Ballustrade-Double Post:396039 | Level: Ground Floor | n/a | n/a | Constraints | n/a | n/a
Moves With Nearby Elements | n/a | 1900-12-31T23:59:59 | Submitted:Submitted for Approval | Component | Ballustrade-Double Post:Ballustrade-Double Post:396039 | n/a | n/a | n/a | Constraints | n/a | n/a | n/a
Offset | n/a | 1900-12-31T23:59:59 | Submitted:Submitted for Approval | Component | Ballustrade-Double Post:Ballustrade-Double Post:396039 | 0 | n/a | n/a | Constraints | n/a | n/a | n/a
Baluster Height | n/a | 1900-12-31T23:59:59 | Submitted:Submitted for Approval | Component | Ballustrade-Double Post:Ballustrade-Double Post:396039 | 1050 | n/a | n/a | Dimensions | n/a | n/a | n/a
Bottom Cut Angle | n/a | 1900-12-31T23:59:59 | Submitted:Submitted for Approval | Component | Ballustrade-Double Post:Ballustrade-Double Post:396039 | 0 | n/a | n/a | Dimensions | n/a | n/a | n/a
Slope Angle | n/a | 1900-12-31T23:59:59 | Submitted:Submitted for Approval | Component | Ballustrade-Double Post:Ballustrade-Double Post:396039 | 0 | n/a | n/a | Dimensions | n/a | n/a | n/a
Top Cut Angle | n/a | 1900-12-31T23:59:59 | Submitted:Submitted for Approval | Component | Ballustrade-Double Post:Ballustrade-Double Post:396039 | 0 | n/a | n/a | Dimensions | n/a | n/a | n/a
Volume | n/a | 1900-12-31T23:59:59 | Submitted:Submitted for Approval | Component | Ballustrade-Double Post:Ballustrade-Double Post:396039 | 0.0040793 | n/a | n/a | Dimensions | n/a | n/a | n/a
Phase Created | n/a | 1900-12-31T23:59:59 | Submitted:Submitted for Approval | Component | Ballustrade-Double Post:Ballustrade-Double Post:396039 | New Construction | n/a | n/a | Phasing | n/a | n/a
Reference | n/a | 1900-12-31T23:59:59 | Submitted:Submitted for Approval | Component | Ballustrade-Double Post:Ballustrade-Double Post:396049 | Ballustrade-Double Post | n/a | n/a | Pset_BuildingElementProxyCommon | n/a | n/a
Host | n/a | 1900-12-31T23:59:59 | Submitted:Submitted for Approval | Component | Ballustrade-Double Post:Ballustrade-Double Post:396049 | Level : Ground Floor | n/a | n/a | Constraints | n/a | n/a
Level | n/a | 1900-12-31T23:59:59 | Submitted:Submitted for Approval | Component | Ballustrade-Double Post:Ballustrade-Double Post:396049 | Level: Ground Floor | n/a | n/a | Constraints | n/a | n/a
Moves With Nearby Elements | n/a | 1900-12-31T23:59:59 | Submitted:Submitted for Approval | Component | Ballustrade-Double Post:Ballustrade-Double Post:396049 | n/a | n/a | n/a | Constraints | n/a | n/a | n/a
Offset | n/a | 1900-12-31T23:59:59 | Submitted:Submitted for Approval | Component | Ballustrade-Double Post:Ballustrade-Double Post:396049 | 0 | n/a | n/a | Constraints | n/a | n/a | n/a
Baluster Height | n/a | 1900-12-31T23:59:59 | Submitted:Submitted for Approval | Component | Ballustrade-Double Post:Ballustrade-Double Post:396049 | 1050 | n/a | n/a | Dimensions | n/a | n/a | n/a
Bottom Cut Angle | n/a | 1900-12-31T23:59:59 | Submitted:Submitted for Approval | Component | Ballustrade-Double Post:Ballustrade-Double Post:396049 | 0 | n/a | n/a | Dimensions | n/a | n/a | n/a
Slope Angle | n/a | 1900-12-31T23:59:59 | Submitted:Submitted for Approval | Component | Ballustrade-Double Post:Ballustrade-Double Post:396049 | 0 | n/a | n/a | Dimensions | n/a | n/a | n/a
Top Cut Angle | n/a | 1900-12-31T23:59:59 | Submitted:Submitted for Approval | Component | Ballustrade-Double Post:Ballustrade-Double Post:396049 | 0 | n/a | n/a | Dimensions | n/a | n/a | n/a
Volume | n/a | 1900-12-31T23:59:59 | Submitted:Submitted for Approval | Component | Ballustrade-Double Post:Ballustrade-Double Post:396049 | 0.0040793 | n/a | n/a | Dimensions | n/a | n/a | n/a
Phase Created | n/a | 1900-12-31T23:59:59 | Submitted:Submitted for Approval | Component | Ballustrade-Double Post:Ballustrade-Double Post:396049 | New Construction | n/a | n/a | Phasing | n/a | n/a
Reference | n/a | 1900-12-31T23:59:59 | Submitted:Submitted for Approval | Component | Ballustrade-Double Post:Ballustrade-Double Post:396057 | Ballustrade-Double Post | n/a | n/a | Pset_BuildingElementProxyCommon | n/a | n/a
Host | n/a | 1900-12-31T23:59:59 | Submitted:Submitted for Approval | Component | Ballustrade-Double Post:Ballustrade-Double Post:396057 | Level : Ground Floor | n/a | n/a | Constraints | n/a | n/a
Level | n/a | 1900-12-31T23:59:59 | Submitted:Submitted for Approval | Component | Ballustrade-Double Post:Ballustrade-Double Post:396057 | Level: Ground Floor | n/a | n/a | Constraints | n/a | n/a
Moves With Nearby Elements | n/a | 1900-12-31T23:59:59 | Submitted:Submitted for Approval | Component | Ballustrade-Double Post:Ballustrade-Double Post:396057 | n/a | n/a | n/a | Constraints | n/a | n/a | n/a
Offset | n/a | 1900-12-31T23:59:59 | Submitted:Submitted for Approval | Component | Ballustrade-Double Post:Ballustrade-Double Post:396057 | 0 | n/a | n/a | Constraints | n/a | n/a | n/a
Baluster Height | n/a | 1900-12-31T23:59:59 | Submitted:Submitted for Approval | Component | Ballustrade-Double Post:Ballustrade-Double Post:396057 | 1050 | n/a | n/a | Dimensions | n/a | n/a | n/a
Bottom Cut Angle | n/a | 1900-12-31T23:59:59 | Submitted:Submitted for Approval | Component | Ballustrade-Double Post:Ballustrade-Double Post:396057 | 0 | n/a | n/a | Dimensions | n/a | n/a | n/a
Slope Angle | n/a | 1900-12-31T23:59:59 | Submitted:Submitted for Approval | Component | Ballustrade-Double Post:Ballustrade-Double Post:396057 | 0 | n/a | n/a | Dimensions | n/a | n/a | n/a
Top Cut Angle | n/a | 1900-12-31T23:59:59 | Submitted:Submitted for Approval | Component | Ballustrade-Double Post:Ballustrade-Double Post:396057 | 0 | n/a | n/a | Dimensions | n/a | n/a | n/a
Volume | n/a | 1900-12-31T23:59:59 | Submitted:Submitted for Approval | Component | Ballustrade-Double Post:Ballustrade-Double Post:396057 | 0.0040793 | n/a | n/a | Dimensions | n/a | n/a | n/a
Phase Created | n/a | 1900-12-31T23:59:59 | Submitted:Submitted for Approval | Component | Ballustrade-Double Post:Ballustrade-Double Post:396057 | New Construction | n/a | n/a | Phasing | n/a | n/a
Reference | n/a | 1900-12-31T23:59:59 | Submitted:Submitted for Approval | Component | Ballustrade-Double Post:Ballustrade-Double Post:396067 | Ballustrade-Double Post | n/a | n/a | Pset_BuildingElementProxyCommon | n/a | n/a
Host | n/a | 1900-12-31T23:59:59 | Submitted:Submitted for Approval | Component | Ballustrade-Double Post:Ballustrade-Double Post:396067 | Level : Ground Floor | n/a | n/a | Constraints | n/a | n/a
Level | n/a | 1900-12-31T23:59:59 | Submitted:Submitted for Approval | Component | Ballustrade-Double Post:Ballustrade-Double Post:396067 | Level: Ground Floor | n/a | n/a | Constraints | n/a | n/a
Moves With Nearby Elements | n/a | 1900-12-31T23:59:59 | Submitted:Submitted for Approval | Component | Ballustrade-Double Post:Ballustrade-Double Post:396067 | n/a | n/a | n/a | Constraints | n/a | n/a | n/a
Offset | n/a | 1900-12-31T23:59:59 | Submitted:Submitted for Approval | Component | Ballustrade-Double Post:Ballustrade-Double Post:396067 | 0 | n/a | n/a | Constraints | n/a | n/a | n/a
Baluster Height | n/a | 1900-12-31T23:59:59 | Submitted:Submitted for Approval | Component | Ballustrade-Double Post:Ballustrade-Double Post:396067 | 1050 | n/a | n/a | Dimensions | n/a | n/a | n/a
Bottom Cut Angle | n/a | 1900-12-31T23:59:59 | Submitted:Submitted for Approval | Component | Ballustrade-Double Post:Ballustrade-Double Post:396067 | 0 | n/a | n/a | Dimensions | n/a | n/a | n/a
Slope Angle | n/a | 1900-12-31T23:59:59 | Submitted:Submitted for Approval | Component | Ballustrade-Double Post:Ballustrade-Double Post:396067 | 0 | n/a | n/a | Dimensions | n/a | n/a | n/a
Top Cut Angle | n/a | 1900-12-31T23:59:59 | Submitted:Submitted for Approval | Component | Ballustrade-Double Post:Ballustrade-Double Post:396067 | 0 | n/a | n/a | Dimensions | n/a | n/a | n/a
Volume | n/a | 1900-12-31T23:59:59 | Submitted:Submitted for Approval | Component | Ballustrade-Double Post:Ballustrade-Double Post:396067 | 0.0040793 | n/a | n/a | Dimensions | n/a | n/a | n/a
Phase Created | n/a | 1900-12-31T23:59:59 | Submitted:Submitted for Approval | Component | Ballustrade-Double Post:Ballustrade-Double Post:396067 | New Construction | n/a | n/a | Phasing | n/a | n/a
Post | n/a | 1900-12-31T23:59:59 | Submitted:Submitted for Approval | Type | Ballustrade-Half Post | TRUE | n/a | n/a | Construction | n/a | n/a | n/a
depth-middle | n/a | 1900-12-31T23:59:59 | Submitted:Submitted for Approval | Type | Ballustrade-Half Post | 150 | n/a | n/a | Dimensions | n/a | n/a | n/a
Assembly Code | n/a | 1900-12-31T23:59:59 | Submitted:Submitted for Approval | Type | Ballustrade-Half Post |  | n/a | n/a | Identity Data | n/a | n/a
Assembly Description | n/a | 1900-12-31T23:59:59 | Submitted:Submitted for Approval | Type | Ballustrade-Half Post |  | n/a | n/a | Identity Data | n/a | n/a
OmniClass Number | n/a | 1900-12-31T23:59:59 | Submitted:Submitted for Approval | Type | Ballustrade-Half Post | 23.30.80.11.11.14 | n/a | n/a | Identity Data | n/a | n/a
OmniClass Title | n/a | 1900-12-31T23:59:59 | Submitted:Submitted for Approval | Type | Ballustrade-Half Post | Posts, Newel Posts, Pickets | n/a | n/a | Identity Data | n/a | n/a
Reference | n/a | 1900-12-31T23:59:59 | Submitted:Submitted for Approval | Component | Ballustrade-Half Post:Ballustrade-Half Post:397113 | Ballustrade-Half Post | n/a | n/a | Pset_BuildingElementProxyCommon | n/a | n/a
Host | n/a | 1900-12-31T23:59:59 | Submitted:Submitted for Approval | Component | Ballustrade-Half Post:Ballustrade-Half Post:397113 | Level : Ground Floor | n/a | n/a | Constraints | n/a | n/a
Level | n/a | 1900-12-31T23:59:59 | Submitted:Submitted for Approval | Component | Ballustrade-Half Post:Ballustrade-Half Post:397113 | Level: Ground Floor | n/a | n/a | Constraints | n/a | n/a
Moves With Nearby Elements | n/a | 1900-12-31T23:59:59 | Submitted:Submitted for Approval | Component | Ballustrade-Half Post:Ballustrade-Half Post:397113 | n/a | n/a | n/a | Constraints | n/a | n/a | n/a
Offset | n/a | 1900-12-31T23:59:59 | Submitted:Submitted for Approval | Component | Ballustrade-Half Post:Ballustrade-Half Post:397113 | 0 | n/a | n/a | Constraints | n/a | n/a | n/a
Baluster Height | n/a | 1900-12-31T23:59:59 | Submitted:Submitted for Approval | Component | Ballustrade-Half Post:Ballustrade-Half Post:397113 | 1050 | n/a | n/a | Dimensions | n/a | n/a | n/a
Bottom Cut Angle | n/a | 1900-12-31T23:59:59 | Submitted:Submitted for Approval | Component | Ballustrade-Half Post:Ballustrade-Half Post:397113 | 0 | n/a | n/a | Dimensions | n/a | n/a | n/a
Slope Angle | n/a | 1900-12-31T23:59:59 | Submitted:Submitted for Approval | Component | Ballustrade-Half Post:Ballustrade-Half Post:397113 | 0 | n/a | n/a | Dimensions | n/a | n/a | n/a
Top Cut Angle | n/a | 1900-12-31T23:59:59 | Submitted:Submitted for Approval | Component | Ballustrade-Half Post:Ballustrade-Half Post:397113 | 0 | n/a | n/a | Dimensions | n/a | n/a | n/a
Volume | n/a | 1900-12-31T23:59:59 | Submitted:Submitted for Approval | Component | Ballustrade-Half Post:Ballustrade-Half Post:397113 | 0.0020397 | n/a | n/a | Dimensions | n/a | n/a | n/a
Phase Created | n/a | 1900-12-31T23:59:59 | Submitted:Submitted for Approval | Component | Ballustrade-Half Post:Ballustrade-Half Post:397113 | New Construction | n/a | n/a | Phasing | n/a | n/a
Reference | n/a | 1900-12-31T23:59:59 | Submitted:Submitted for Approval | Component | Ballustrade-Half Post:Ballustrade-Half Post:397290 | Ballustrade-Half Post | n/a | n/a | Pset_BuildingElementProxyCommon | n/a | n/a
Host | n/a | 1900-12-31T23:59:59 | Submitted:Submitted for Approval | Component | Ballustrade-Half Post:Ballustrade-Half Post:397290 | Level : Ground Floor | n/a | n/a | Constraints | n/a | n/a
Level | n/a | 1900-12-31T23:59:59 | Submitted:Submitted for Approval | Component | Ballustrade-Half Post:Ballustrade-Half Post:397290 | Level: Ground Floor | n/a | n/a | Constraints | n/a | n/a
Moves With Nearby Elements | n/a | 1900-12-31T23:59:59 | Submitted:Submitted for Approval | Component | Ballustrade-Half Post:Ballustrade-Half Post:397290 | n/a | n/a | n/a | Constraints | n/a | n/a | n/a
Offset | n/a | 1900-12-31T23:59:59 | Submitted:Submitted for Approval | Component | Ballustrade-Half Post:Ballustrade-Half Post:397290 | 0 | n/a | n/a | Constraints | n/a | n/a | n/a
Baluster Height | n/a | 1900-12-31T23:59:59 | Submitted:Submitted for Approval | Component | Ballustrade-Half Post:Ballustrade-Half Post:397290 | 1050 | n/a | n/a | Dimensions | n/a | n/a | n/a
Bottom Cut Angle | n/a | 1900-12-31T23:59:59 | Submitted:Submitted for Approval | Component | Ballustrade-Half Post:Ballustrade-Half Post:397290 | 0 | n/a | n/a | Dimensions | n/a | n/a | n/a
Slope Angle | n/a | 1900-12-31T23:59:59 | Submitted:Submitted for Approval | Component | Ballustrade-Half Post:Ballustrade-Half Post:397290 | 0 | n/a | n/a | Dimensions | n/a | n/a | n/a
Top Cut Angle | n/a | 1900-12-31T23:59:59 | Submitted:Submitted for Approval | Component | Ballustrade-Half Post:Ballustrade-Half Post:397290 | 0 | n/a | n/a | Dimensions | n/a | n/a | n/a
Volume | n/a | 1900-12-31T23:59:59 | Submitted:Submitted for Approval | Component | Ballustrade-Half Post:Ballustrade-Half Post:397290 | 0.0020397 | n/a | n/a | Dimensions | n/a | n/a | n/a
Phase Created | n/a | 1900-12-31T23:59:59 | Submitted:Submitted for Approval | Component | Ballustrade-Half Post:Ballustrade-Half Post:397290 | New Construction | n/a | n/a | Phasing | n/a | n/a
Reference | n/a | 1900-12-31T23:59:59 | Submitted:Submitted for Approval | Component | Ballustrade-Half Post:Ballustrade-Half Post:397399 | Ballustrade-Half Post | n/a | n/a | Pset_BuildingElementProxyCommon | n/a | n/a
Host | n/a | 1900-12-31T23:59:59 | Submitted:Submitted for Approval | Component | Ballustrade-Half Post:Ballustrade-Half Post:397399 | Level : Ground Floor | n/a | n/a | Constraints | n/a | n/a
Level | n/a | 1900-12-31T23:59:59 | Submitted:Submitted for Approval | Component | Ballustrade-Half Post:Ballustrade-Half Post:397399 | Level: Ground Floor | n/a | n/a | Constraints | n/a | n/a
Moves With Nearby Elements | n/a | 1900-12-31T23:59:59 | Submitted:Submitted for Approval | Component | Ballustrade-Half Post:Ballustrade-Half Post:397399 | n/a | n/a | n/a | Constraints | n/a | n/a | n/a
Offset | n/a | 1900-12-31T23:59:59 | Submitted:Submitted for Approval | Component | Ballustrade-Half Post:Ballustrade-Half Post:397399 | 0 | n/a | n/a | Constraints | n/a | n/a | n/a
Baluster Height | n/a | 1900-12-31T23:59:59 | Submitted:Submitted for Approval | Component | Ballustrade-Half Post:Ballustrade-Half Post:397399 | 1050 | n/a | n/a | Dimensions | n/a | n/a | n/a
Bottom Cut Angle | n/a | 1900-12-31T23:59:59 | Submitted:Submitted for Approval | Component | Ballustrade-Half Post:Ballustrade-Half Post:397399 | 0 | n/a | n/a | Dimensions | n/a | n/a | n/a
Slope Angle | n/a | 1900-12-31T23:59:59 | Submitted:Submitted for Approval | Component | Ballustrade-Half Post:Ballustrade-Half Post:397399 | 0 | n/a | n/a | Dimensions | n/a | n/a | n/a
Top Cut Angle | n/a | 1900-12-31T23:59:59 | Submitted:Submitted for Approval | Component | Ballustrade-Half Post:Ballustrade-Half Post:397399 | 0 | n/a | n/a | Dimensions | n/a | n/a | n/a
Volume | n/a | 1900-12-31T23:59:59 | Submitted:Submitted for Approval | Component | Ballustrade-Half Post:Ballustrade-Half Post:397399 | 0.0020397 | n/a | n/a | Dimensions | n/a | n/a | n/a
Phase Created | n/a | 1900-12-31T23:59:59 | Submitted:Submitted for Approval | Component | Ballustrade-Half Post:Ballustrade-Half Post:397399 | New Construction | n/a | n/a | Phasing | n/a | n/a
Reference | n/a | 1900-12-31T23:59:59 | Submitted:Submitted for Approval | Component | Ballustrade-Half Post:Ballustrade-Half Post:397422 | Ballustrade-Half Post | n/a | n/a | Pset_BuildingElementProxyCommon | n/a | n/a
Host | n/a | 1900-12-31T23:59:59 | Submitted:Submitted for Approval | Component | Ballustrade-Half Post:Ballustrade-Half Post:397422 | Level : Ground Floor | n/a | n/a | Constraints | n/a | n/a
Level | n/a | 1900-12-31T23:59:59 | Submitted:Submitted for Approval | Component | Ballustrade-Half Post:Ballustrade-Half Post:397422 | Level: Ground Floor | n/a | n/a | Constraints | n/a | n/a
Moves With Nearby Elements | n/a | 1900-12-31T23:59:59 | Submitted:Submitted for Approval | Component | Ballustrade-Half Post:Ballustrade-Half Post:397422 | n/a | n/a | n/a | Constraints | n/a | n/a | n/a
Offset | n/a | 1900-12-31T23:59:59 | Submitted:Submitted for Approval | Component | Ballustrade-Half Post:Ballustrade-Half Post:397422 | 0 | n/a | n/a | Constraints | n/a | n/a | n/a
Baluster Height | n/a | 1900-12-31T23:59:59 | Submitted:Submitted for Approval | Component | Ballustrade-Half Post:Ballustrade-Half Post:397422 | 1050 | n/a | n/a | Dimensions | n/a | n/a | n/a
Bottom Cut Angle | n/a | 1900-12-31T23:59:59 | Submitted:Submitted for Approval | Component | Ballustrade-Half Post:Ballustrade-Half Post:397422 | 0 | n/a | n/a | Dimensions | n/a | n/a | n/a
Slope Angle | n/a | 1900-12-31T23:59:59 | Submitted:Submitted for Approval | Component | Ballustrade-Half Post:Ballustrade-Half Post:397422 | 0 | n/a | n/a | Dimensions | n/a | n/a | n/a
Top Cut Angle | n/a | 1900-12-31T23:59:59 | Submitted:Submitted for Approval | Component | Ballustrade-Half Post:Ballustrade-Half Post:397422 | 0 | n/a | n/a | Dimensions | n/a | n/a | n/a
Volume | n/a | 1900-12-31T23:59:59 | Submitted:Submitted for Approval | Component | Ballustrade-Half Post:Ballustrade-Half Post:397422 | 0.0020397 | n/a | n/a | Dimensions | n/a | n/a | n/a
Phase Created | n/a | 1900-12-31T23:59:59 | Submitted:Submitted for Approval | Component | Ballustrade-Half Post:Ballustrade-Half Post:397422 | New Construction | n/a | n/a | Phasing | n/a | n/a
Reference | n/a | 1900-12-31T23:59:59 | Submitted:Submitted for Approval | Component | Ballustrade-Half Post:Ballustrade-Half Post:397527 | Ballustrade-Half Post | n/a | n/a | Pset_BuildingElementProxyCommon | n/a | n/a
Host | n/a | 1900-12-31T23:59:59 | Submitted:Submitted for Approval | Component | Ballustrade-Half Post:Ballustrade-Half Post:397527 | Level : Ground Floor | n/a | n/a | Constraints | n/a | n/a
Level | n/a | 1900-12-31T23:59:59 | Submitted:Submitted for Approval | Component | Ballustrade-Half Post:Ballustrade-Half Post:397527 | Level: Ground Floor | n/a | n/a | Constraints | n/a | n/a
Moves With Nearby Elements | n/a | 1900-12-31T23:59:59 | Submitted:Submitted for Approval | Component | Ballustrade-Half Post:Ballustrade-Half Post:397527 | n/a | n/a | n/a | Constraints | n/a | n/a | n/a
Offset | n/a | 1900-12-31T23:59:59 | Submitted:Submitted for Approval | Component | Ballustrade-Half Post:Ballustrade-Half Post:397527 | 0 | n/a | n/a | Constraints | n/a | n/a | n/a
Baluster Height | n/a | 1900-12-31T23:59:59 | Submitted:Submitted for Approval | Component | Ballustrade-Half Post:Ballustrade-Half Post:397527 | 1050 | n/a | n/a | Dimensions | n/a | n/a | n/a
Bottom Cut Angle | n/a | 1900-12-31T23:59:59 | Submitted:Submitted for Approval | Component | Ballustrade-Half Post:Ballustrade-Half Post:397527 | 0 | n/a | n/a | Dimensions | n/a | n/a | n/a
Slope Angle | n/a | 1900-12-31T23:59:59 | Submitted:Submitted for Approval | Component | Ballustrade-Half Post:Ballustrade-Half Post:397527 | 0 | n/a | n/a | Dimensions | n/a | n/a | n/a
Top Cut Angle | n/a | 1900-12-31T23:59:59 | Submitted:Submitted for Approval | Component | Ballustrade-Half Post:Ballustrade-Half Post:397527 | 0 | n/a | n/a | Dimensions | n/a | n/a | n/a
Volume | n/a | 1900-12-31T23:59:59 | Submitted:Submitted for Approval | Component | Ballustrade-Half Post:Ballustrade-Half Post:397527 | 0.0020397 | n/a | n/a | Dimensions | n/a | n/a | n/a
Phase Created | n/a | 1900-12-31T23:59:59 | Submitted:Submitted for Approval | Component | Ballustrade-Half Post:Ballustrade-Half Post:397527 | New Construction | n/a | n/a | Phasing | n/a | n/a
Reference | n/a | 1900-12-31T23:59:59 | Submitted:Submitted for Approval | Component | Ballustrade-Half Post:Ballustrade-Half Post:397597 | Ballustrade-Half Post | n/a | n/a | Pset_BuildingElementProxyCommon | n/a | n/a
Host | n/a | 1900-12-31T23:59:59 | Submitted:Submitted for Approval | Component | Ballustrade-Half Post:Ballustrade-Half Post:397597 | Level : Ground Floor | n/a | n/a | Constraints | n/a | n/a
Level | n/a | 1900-12-31T23:59:59 | Submitted:Submitted for Approval | Component | Ballustrade-Half Post:Ballustrade-Half Post:397597 | Level: Ground Floor | n/a | n/a | Constraints | n/a | n/a
Moves With Nearby Elements | n/a | 1900-12-31T23:59:59 | Submitted:Submitted for Approval | Component | Ballustrade-Half Post:Ballustrade-Half Post:397597 | n/a | n/a | n/a | Constraints | n/a | n/a | n/a
Offset | n/a | 1900-12-31T23:59:59 | Submitted:Submitted for Approval | Component | Ballustrade-Half Post:Ballustrade-Half Post:397597 | 0 | n/a | n/a | Constraints | n/a | n/a | n/a
Baluster Height | n/a | 1900-12-31T23:59:59 | Submitted:Submitted for Approval | Component | Ballustrade-Half Post:Ballustrade-Half Post:397597 | 1050 | n/a | n/a | Dimensions | n/a | n/a | n/a
Bottom Cut Angle | n/a | 1900-12-31T23:59:59 | Submitted:Submitted for Approval | Component | Ballustrade-Half Post:Ballustrade-Half Post:397597 | 0 | n/a | n/a | Dimensions | n/a | n/a | n/a
Slope Angle | n/a | 1900-12-31T23:59:59 | Submitted:Submitted for Approval | Component | Ballustrade-Half Post:Ballustrade-Half Post:397597 | 0 | n/a | n/a | Dimensions | n/a | n/a | n/a
Top Cut Angle | n/a | 1900-12-31T23:59:59 | Submitted:Submitted for Approval | Component | Ballustrade-Half Post:Ballustrade-Half Post:397597 | 0 | n/a | n/a | Dimensions | n/a | n/a | n/a
Volume | n/a | 1900-12-31T23:59:59 | Submitted:Submitted for Approval | Component | Ballustrade-Half Post:Ballustrade-Half Post:397597 | 0.0020397 | n/a | n/a | Dimensions | n/a | n/a | n/a
Phase Created | n/a | 1900-12-31T23:59:59 | Submitted:Submitted for Approval | Component | Ballustrade-Half Post:Ballustrade-Half Post:397597 | New Construction | n/a | n/a | Phasing | n/a | n/a
Reference | n/a | 1900-12-31T23:59:59 | Submitted:Submitted for Approval | Component | Ballustrade-Half Post:Ballustrade-Half Post:397769 | Ballustrade-Half Post | n/a | n/a | Pset_BuildingElementProxyCommon | n/a | n/a
Host | n/a | 1900-12-31T23:59:59 | Submitted:Submitted for Approval | Component | Ballustrade-Half Post:Ballustrade-Half Post:397769 | Level : Ground Floor | n/a | n/a | Constraints | n/a | n/a
Level | n/a | 1900-12-31T23:59:59 | Submitted:Submitted for Approval | Component | Ballustrade-Half Post:Ballustrade-Half Post:397769 | Level: Ground Floor | n/a | n/a | Constraints | n/a | n/a
Moves With Nearby Elements | n/a | 1900-12-31T23:59:59 | Submitted:Submitted for Approval | Component | Ballustrade-Half Post:Ballustrade-Half Post:397769 | n/a | n/a | n/a | Constraints | n/a | n/a | n/a
Offset | n/a | 1900-12-31T23:59:59 | Submitted:Submitted for Approval | Component | Ballustrade-Half Post:Ballustrade-Half Post:397769 | 0 | n/a | n/a | Constraints | n/a | n/a | n/a
Baluster Height | n/a | 1900-12-31T23:59:59 | Submitted:Submitted for Approval | Component | Ballustrade-Half Post:Ballustrade-Half Post:397769 | 1050 | n/a | n/a | Dimensions | n/a | n/a | n/a
Bottom Cut Angle | n/a | 1900-12-31T23:59:59 | Submitted:Submitted for Approval | Component | Ballustrade-Half Post:Ballustrade-Half Post:397769 | 0 | n/a | n/a | Dimensions | n/a | n/a | n/a
Slope Angle | n/a | 1900-12-31T23:59:59 | Submitted:Submitted for Approval | Component | Ballustrade-Half Post:Ballustrade-Half Post:397769 | 0 | n/a | n/a | Dimensions | n/a | n/a | n/a
Top Cut Angle | n/a | 1900-12-31T23:59:59 | Submitted:Submitted for Approval | Component | Ballustrade-Half Post:Ballustrade-Half Post:397769 | 0 | n/a | n/a | Dimensions | n/a | n/a | n/a
Volume | n/a | 1900-12-31T23:59:59 | Submitted:Submitted for Approval | Component | Ballustrade-Half Post:Ballustrade-Half Post:397769 | 0.0020397 | n/a | n/a | Dimensions | n/a | n/a | n/a
Phase Created | n/a | 1900-12-31T23:59:59 | Submitted:Submitted for Approval | Component | Ballustrade-Half Post:Ballustrade-Half Post:397769 | New Construction | n/a | n/a | Phasing | n/a | n/a
Reference | n/a | 1900-12-31T23:59:59 | Submitted:Submitted for Approval | Component | Ballustrade-Half Post:Ballustrade-Half Post:397803 | Ballustrade-Half Post | n/a | n/a | Pset_BuildingElementProxyCommon | n/a | n/a
Host | n/a | 1900-12-31T23:59:59 | Submitted:Submitted for Approval | Component | Ballustrade-Half Post:Ballustrade-Half Post:397803 | Level : Ground Floor | n/a | n/a | Constraints | n/a | n/a
Level | n/a | 1900-12-31T23:59:59 | Submitted:Submitted for Approval | Component | Ballustrade-Half Post:Ballustrade-Half Post:397803 | Level: Ground Floor | n/a | n/a | Constraints | n/a | n/a
Moves With Nearby Elements | n/a | 1900-12-31T23:59:59 | Submitted:Submitted for Approval | Component | Ballustrade-Half Post:Ballustrade-Half Post:397803 | n/a | n/a | n/a | Constraints | n/a | n/a | n/a
Offset | n/a | 1900-12-31T23:59:59 | Submitted:Submitted for Approval | Component | Ballustrade-Half Post:Ballustrade-Half Post:397803 | 0 | n/a | n/a | Constraints | n/a | n/a | n/a
Baluster Height | n/a | 1900-12-31T23:59:59 | Submitted:Submitted for Approval | Component | Ballustrade-Half Post:Ballustrade-Half Post:397803 | 1050 | n/a | n/a | Dimensions | n/a | n/a | n/a
Bottom Cut Angle | n/a | 1900-12-31T23:59:59 | Submitted:Submitted for Approval | Component | Ballustrade-Half Post:Ballustrade-Half Post:397803 | 0 | n/a | n/a | Dimensions | n/a | n/a | n/a
Slope Angle | n/a | 1900-12-31T23:59:59 | Submitted:Submitted for Approval | Component | Ballustrade-Half Post:Ballustrade-Half Post:397803 | 0 | n/a | n/a | Dimensions | n/a | n/a | n/a
Top Cut Angle | n/a | 1900-12-31T23:59:59 | Submitted:Submitted for Approval | Component | Ballustrade-Half Post:Ballustrade-Half Post:397803 | 0 | n/a | n/a | Dimensions | n/a | n/a | n/a
Volume | n/a | 1900-12-31T23:59:59 | Submitted:Submitted for Approval | Component | Ballustrade-Half Post:Ballustrade-Half Post:397803 | 0.0020397 | n/a | n/a | Dimensions | n/a | n/a | n/a
Phase Created | n/a | 1900-12-31T23:59:59 | Submitted:Submitted for Approval | Component | Ballustrade-Half Post:Ballustrade-Half Post:397803 | New Construction | n/a | n/a | Phasing | n/a | n/a
Reference | n/a | 1900-12-31T23:59:59 | Submitted:Submitted for Approval | Component | Ballustrade-Half Post:Ballustrade-Half Post:397812 | Ballustrade-Half Post | n/a | n/a | Pset_BuildingElementProxyCommon | n/a | n/a
Host | n/a | 1900-12-31T23:59:59 | Submitted:Submitted for Approval | Component | Ballustrade-Half Post:Ballustrade-Half Post:397812 | Level : Ground Floor | n/a | n/a | Constraints | n/a | n/a
Level | n/a | 1900-12-31T23:59:59 | Submitted:Submitted for Approval | Component | Ballustrade-Half Post:Ballustrade-Half Post:397812 | Level: Ground Floor | n/a | n/a | Constraints | n/a | n/a
Moves With Nearby Elements | n/a | 1900-12-31T23:59:59 | Submitted:Submitted for Approval | Component | Ballustrade-Half Post:Ballustrade-Half Post:397812 | n/a | n/a | n/a | Constraints | n/a | n/a | n/a
Offset | n/a | 1900-12-31T23:59:59 | Submitted:Submitted for Approval | Component | Ballustrade-Half Post:Ballustrade-Half Post:397812 | 0 | n/a | n/a | Constraints | n/a | n/a | n/a
Baluster Height | n/a | 1900-12-31T23:59:59 | Submitted:Submitted for Approval | Component | Ballustrade-Half Post:Ballustrade-Half Post:397812 | 1050 | n/a | n/a | Dimensions | n/a | n/a | n/a
Bottom Cut Angle | n/a | 1900-12-31T23:59:59 | Submitted:Submitted for Approval | Component | Ballustrade-Half Post:Ballustrade-Half Post:397812 | 0 | n/a | n/a | Dimensions | n/a | n/a | n/a
Slope Angle | n/a | 1900-12-31T23:59:59 | Submitted:Submitted for Approval | Component | Ballustrade-Half Post:Ballustrade-Half Post:397812 | 0 | n/a | n/a | Dimensions | n/a | n/a | n/a
Top Cut Angle | n/a | 1900-12-31T23:59:59 | Submitted:Submitted for Approval | Component | Ballustrade-Half Post:Ballustrade-Half Post:397812 | 0 | n/a | n/a | Dimensions | n/a | n/a | n/a
Volume | n/a | 1900-12-31T23:59:59 | Submitted:Submitted for Approval | Component | Ballustrade-Half Post:Ballustrade-Half Post:397812 | 0.0020397 | n/a | n/a | Dimensions | n/a | n/a | n/a
Phase Created | n/a | 1900-12-31T23:59:59 | Submitted:Submitted for Approval | Component | Ballustrade-Half Post:Ballustrade-Half Post:397812 | New Construction | n/a | n/a | Phasing | n/a | n/a
Reference | n/a | 1900-12-31T23:59:59 | Submitted:Submitted for Approval | Component | Ballustrade-Half Post:Ballustrade-Half Post:397821 | Ballustrade-Half Post | n/a | n/a | Pset_BuildingElementProxyCommon | n/a | n/a
Host | n/a | 1900-12-31T23:59:59 | Submitted:Submitted for Approval | Component | Ballustrade-Half Post:Ballustrade-Half Post:397821 | Level : Ground Floor | n/a | n/a | Constraints | n/a | n/a
Level | n/a | 1900-12-31T23:59:59 | Submitted:Submitted for Approval | Component | Ballustrade-Half Post:Ballustrade-Half Post:397821 | Level: Ground Floor | n/a | n/a | Constraints | n/a | n/a
Moves With Nearby Elements | n/a | 1900-12-31T23:59:59 | Submitted:Submitted for Approval | Component | Ballustrade-Half Post:Ballustrade-Half Post:397821 | n/a | n/a | n/a | Constraints | n/a | n/a | n/a
Offset | n/a | 1900-12-31T23:59:59 | Submitted:Submitted for Approval | Component | Ballustrade-Half Post:Ballustrade-Half Post:397821 | 0 | n/a | n/a | Constraints | n/a | n/a | n/a
Baluster Height | n/a | 1900-12-31T23:59:59 | Submitted:Submitted for Approval | Component | Ballustrade-Half Post:Ballustrade-Half Post:397821 | 1050 | n/a | n/a | Dimensions | n/a | n/a | n/a
Bottom Cut Angle | n/a | 1900-12-31T23:59:59 | Submitted:Submitted for Approval | Component | Ballustrade-Half Post:Ballustrade-Half Post:397821 | 0 | n/a | n/a | Dimensions | n/a | n/a | n/a
Slope Angle | n/a | 1900-12-31T23:59:59 | Submitted:Submitted for Approval | Component | Ballustrade-Half Post:Ballustrade-Half Post:397821 | 0 | n/a | n/a | Dimensions | n/a | n/a | n/a
Top Cut Angle | n/a | 1900-12-31T23:59:59 | Submitted:Submitted for Approval | Component | Ballustrade-Half Post:Ballustrade-Half Post:397821 | 0 | n/a | n/a | Dimensions | n/a | n/a | n/a
Volume | n/a | 1900-12-31T23:59:59 | Submitted:Submitted for Approval | Component | Ballustrade-Half Post:Ballustrade-Half Post:397821 | 0.0020397 | n/a | n/a | Dimensions | n/a | n/a | n/a
Phase Created | n/a | 1900-12-31T23:59:59 | Submitted:Submitted for Approval | Component | Ballustrade-Half Post:Ballustrade-Half Post:397821 | New Construction | n/a | n/a | Phasing | n/a | n/a
Reference | n/a | 1900-12-31T23:59:59 | Submitted:Submitted for Approval | Component | Ballustrade-Half Post:Ballustrade-Half Post:397868 | Ballustrade-Half Post | n/a | n/a | Pset_BuildingElementProxyCommon | n/a | n/a
Host | n/a | 1900-12-31T23:59:59 | Submitted:Submitted for Approval | Component | Ballustrade-Half Post:Ballustrade-Half Post:397868 | Level : Ground Floor | n/a | n/a | Constraints | n/a | n/a
Level | n/a | 1900-12-31T23:59:59 | Submitted:Submitted for Approval | Component | Ballustrade-Half Post:Ballustrade-Half Post:397868 | Level: Ground Floor | n/a | n/a | Constraints | n/a | n/a
Moves With Nearby Elements | n/a | 1900-12-31T23:59:59 | Submitted:Submitted for Approval | Component | Ballustrade-Half Post:Ballustrade-Half Post:397868 | n/a | n/a | n/a | Constraints | n/a | n/a | n/a
Offset | n/a | 1900-12-31T23:59:59 | Submitted:Submitted for Approval | Component | Ballustrade-Half Post:Ballustrade-Half Post:397868 | 0 | n/a | n/a | Constraints | n/a | n/a | n/a
Baluster Height | n/a | 1900-12-31T23:59:59 | Submitted:Submitted for Approval | Component | Ballustrade-Half Post:Ballustrade-Half Post:397868 | 1050 | n/a | n/a | Dimensions | n/a | n/a | n/a
Bottom Cut Angle | n/a | 1900-12-31T23:59:59 | Submitted:Submitted for Approval | Component | Ballustrade-Half Post:Ballustrade-Half Post:397868 | 0 | n/a | n/a | Dimensions | n/a | n/a | n/a
Slope Angle | n/a | 1900-12-31T23:59:59 | Submitted:Submitted for Approval | Component | Ballustrade-Half Post:Ballustrade-Half Post:397868 | 0 | n/a | n/a | Dimensions | n/a | n/a | n/a
Top Cut Angle | n/a | 1900-12-31T23:59:59 | Submitted:Submitted for Approval | Component | Ballustrade-Half Post:Ballustrade-Half Post:397868 | 0 | n/a | n/a | Dimensions | n/a | n/a | n/a
Volume | n/a | 1900-12-31T23:59:59 | Submitted:Submitted for Approval | Component | Ballustrade-Half Post:Ballustrade-Half Post:397868 | 0.0020397 | n/a | n/a | Dimensions | n/a | n/a | n/a
Phase Created | n/a | 1900-12-31T23:59:59 | Submitted:Submitted for Approval | Component | Ballustrade-Half Post:Ballustrade-Half Post:397868 | New Construction | n/a | n/a | Phasing | n/a | n/a
Post | n/a | 1900-12-31T23:59:59 | Submitted:Submitted for Approval | Type | Ballustrade-Half Post | TRUE | n/a | n/a | Construction | n/a | n/a | n/a
depth-middle | n/a | 1900-12-31T23:59:59 | Submitted:Submitted for Approval | Type | Ballustrade-Half Post | 150 | n/a | n/a | Dimensions | n/a | n/a | n/a
Assembly Code | n/a | 1900-12-31T23:59:59 | Submitted:Submitted for Approval | Type | Ballustrade-Half Post |  | n/a | n/a | Identity Data | n/a | n/a
Assembly Description | n/a | 1900-12-31T23:59:59 | Submitted:Submitted for Approval | Type | Ballustrade-Half Post |  | n/a | n/a | Identity Data | n/a | n/a
OmniClass Number | n/a | 1900-12-31T23:59:59 | Submitted:Submitted for Approval | Type | Ballustrade-Half Post | 23.30.80.11.11.14 | n/a | n/a | Identity Data | n/a | n/a
OmniClass Title | n/a | 1900-12-31T23:59:59 | Submitted:Submitted for Approval | Type | Ballustrade-Half Post | Posts, Newel Posts, Pickets | n/a | n/a | Identity Data | n/a | n/a
Reference | n/a | 1900-12-31T23:59:59 | Submitted:Submitted for Approval | Component | Ballustrade-Half Post:Ballustrade-Half Post:397316 | Ballustrade-Half Post | n/a | n/a | Pset_BuildingElementProxyCommon | n/a | n/a
Host | n/a | 1900-12-31T23:59:59 | Submitted:Submitted for Approval | Component | Ballustrade-Half Post:Ballustrade-Half Post:397316 | Level : Ground Floor | n/a | n/a | Constraints | n/a | n/a
Level | n/a | 1900-12-31T23:59:59 | Submitted:Submitted for Approval | Component | Ballustrade-Half Post:Ballustrade-Half Post:397316 | Level: Ground Floor | n/a | n/a | Constraints | n/a | n/a
Moves With Nearby Elements | n/a | 1900-12-31T23:59:59 | Submitted:Submitted for Approval | Component | Ballustrade-Half Post:Ballustrade-Half Post:397316 | n/a | n/a | n/a | Constraints | n/a | n/a | n/a
Offset | n/a | 1900-12-31T23:59:59 | Submitted:Submitted for Approval | Component | Ballustrade-Half Post:Ballustrade-Half Post:397316 | 0 | n/a | n/a | Constraints | n/a | n/a | n/a
Baluster Height | n/a | 1900-12-31T23:59:59 | Submitted:Submitted for Approval | Component | Ballustrade-Half Post:Ballustrade-Half Post:397316 | 1050 | n/a | n/a | Dimensions | n/a | n/a | n/a
Bottom Cut Angle | n/a | 1900-12-31T23:59:59 | Submitted:Submitted for Approval | Component | Ballustrade-Half Post:Ballustrade-Half Post:397316 | 0 | n/a | n/a | Dimensions | n/a | n/a | n/a
Slope Angle | n/a | 1900-12-31T23:59:59 | Submitted:Submitted for Approval | Component | Ballustrade-Half Post:Ballustrade-Half Post:397316 | 0 | n/a | n/a | Dimensions | n/a | n/a | n/a
Top Cut Angle | n/a | 1900-12-31T23:59:59 | Submitted:Submitted for Approval | Component | Ballustrade-Half Post:Ballustrade-Half Post:397316 | 0 | n/a | n/a | Dimensions | n/a | n/a | n/a
Volume | n/a | 1900-12-31T23:59:59 | Submitted:Submitted for Approval | Component | Ballustrade-Half Post:Ballustrade-Half Post:397316 | 0.0020397 | n/a | n/a | Dimensions | n/a | n/a | n/a
Phase Created | n/a | 1900-12-31T23:59:59 | Submitted:Submitted for Approval | Component | Ballustrade-Half Post:Ballustrade-Half Post:397316 | New Construction | n/a | n/a | Phasing | n/a | n/a
Reference | n/a | 1900-12-31T23:59:59 | Submitted:Submitted for Approval | Component | Ballustrade-Half Post:Ballustrade-Half Post:397354 | Ballustrade-Half Post | n/a | n/a | Pset_BuildingElementProxyCommon | n/a | n/a
Host | n/a | 1900-12-31T23:59:59 | Submitted:Submitted for Approval | Component | Ballustrade-Half Post:Ballustrade-Half Post:397354 | Level : Ground Floor | n/a | n/a | Constraints | n/a | n/a
Level | n/a | 1900-12-31T23:59:59 | Submitted:Submitted for Approval | Component | Ballustrade-Half Post:Ballustrade-Half Post:397354 | Level: Ground Floor | n/a | n/a | Constraints | n/a | n/a
Moves With Nearby Elements | n/a | 1900-12-31T23:59:59 | Submitted:Submitted for Approval | Component | Ballustrade-Half Post:Ballustrade-Half Post:397354 | n/a | n/a | n/a | Constraints | n/a | n/a | n/a
Offset | n/a | 1900-12-31T23:59:59 | Submitted:Submitted for Approval | Component | Ballustrade-Half Post:Ballustrade-Half Post:397354 | 0 | n/a | n/a | Constraints | n/a | n/a | n/a
Baluster Height | n/a | 1900-12-31T23:59:59 | Submitted:Submitted for Approval | Component | Ballustrade-Half Post:Ballustrade-Half Post:397354 | 1050 | n/a | n/a | Dimensions | n/a | n/a | n/a
Bottom Cut Angle | n/a | 1900-12-31T23:59:59 | Submitted:Submitted for Approval | Component | Ballustrade-Half Post:Ballustrade-Half Post:397354 | 0 | n/a | n/a | Dimensions | n/a | n/a | n/a
Slope Angle | n/a | 1900-12-31T23:59:59 | Submitted:Submitted for Approval | Component | Ballustrade-Half Post:Ballustrade-Half Post:397354 | 0 | n/a | n/a | Dimensions | n/a | n/a | n/a
Top Cut Angle | n/a | 1900-12-31T23:59:59 | Submitted:Submitted for Approval | Component | Ballustrade-Half Post:Ballustrade-Half Post:397354 | 0 | n/a | n/a | Dimensions | n/a | n/a | n/a
Volume | n/a | 1900-12-31T23:59:59 | Submitted:Submitted for Approval | Component | Ballustrade-Half Post:Ballustrade-Half Post:397354 | 0.0020397 | n/a | n/a | Dimensions | n/a | n/a | n/a
Phase Created | n/a | 1900-12-31T23:59:59 | Submitted:Submitted for Approval | Component | Ballustrade-Half Post:Ballustrade-Half Post:397354 | New Construction | n/a | n/a | Phasing | n/a | n/a
Reference | n/a | 1900-12-31T23:59:59 | Submitted:Submitted for Approval | Component | Ballustrade-Half Post:Ballustrade-Half Post:397456 | Ballustrade-Half Post | n/a | n/a | Pset_BuildingElementProxyCommon | n/a | n/a
Host | n/a | 1900-12-31T23:59:59 | Submitted:Submitted for Approval | Component | Ballustrade-Half Post:Ballustrade-Half Post:397456 | Level : Ground Floor | n/a | n/a | Constraints | n/a | n/a
Level | n/a | 1900-12-31T23:59:59 | Submitted:Submitted for Approval | Component | Ballustrade-Half Post:Ballustrade-Half Post:397456 | Level: Ground Floor | n/a | n/a | Constraints | n/a | n/a
Moves With Nearby Elements | n/a | 1900-12-31T23:59:59 | Submitted:Submitted for Approval | Component | Ballustrade-Half Post:Ballustrade-Half Post:397456 | n/a | n/a | n/a | Constraints | n/a | n/a | n/a
Offset | n/a | 1900-12-31T23:59:59 | Submitted:Submitted for Approval | Component | Ballustrade-Half Post:Ballustrade-Half Post:397456 | 0 | n/a | n/a | Constraints | n/a | n/a | n/a
Baluster Height | n/a | 1900-12-31T23:59:59 | Submitted:Submitted for Approval | Component | Ballustrade-Half Post:Ballustrade-Half Post:397456 | 1050 | n/a | n/a | Dimensions | n/a | n/a | n/a
Bottom Cut Angle | n/a | 1900-12-31T23:59:59 | Submitted:Submitted for Approval | Component | Ballustrade-Half Post:Ballustrade-Half Post:397456 | 0 | n/a | n/a | Dimensions | n/a | n/a | n/a
Slope Angle | n/a | 1900-12-31T23:59:59 | Submitted:Submitted for Approval | Component | Ballustrade-Half Post:Ballustrade-Half Post:397456 | 0 | n/a | n/a | Dimensions | n/a | n/a | n/a
Top Cut Angle | n/a | 1900-12-31T23:59:59 | Submitted:Submitted for Approval | Component | Ballustrade-Half Post:Ballustrade-Half Post:397456 | 0 | n/a | n/a | Dimensions | n/a | n/a | n/a
Volume | n/a | 1900-12-31T23:59:59 | Submitted:Submitted for Approval | Component | Ballustrade-Half Post:Ballustrade-Half Post:397456 | 0.0020397 | n/a | n/a | Dimensions | n/a | n/a | n/a
Phase Created | n/a | 1900-12-31T23:59:59 | Submitted:Submitted for Approval | Component | Ballustrade-Half Post:Ballustrade-Half Post:397456 | New Construction | n/a | n/a | Phasing | n/a | n/a
Reference | n/a | 1900-12-31T23:59:59 | Submitted:Submitted for Approval | Component | Ballustrade-Half Post:Ballustrade-Half Post:397495 | Ballustrade-Half Post | n/a | n/a | Pset_BuildingElementProxyCommon | n/a | n/a
Host | n/a | 1900-12-31T23:59:59 | Submitted:Submitted for Approval | Component | Ballustrade-Half Post:Ballustrade-Half Post:397495 | Level : Ground Floor | n/a | n/a | Constraints | n/a | n/a
Level | n/a | 1900-12-31T23:59:59 | Submitted:Submitted for Approval | Component | Ballustrade-Half Post:Ballustrade-Half Post:397495 | Level: Ground Floor | n/a | n/a | Constraints | n/a | n/a
Moves With Nearby Elements | n/a | 1900-12-31T23:59:59 | Submitted:Submitted for Approval | Component | Ballustrade-Half Post:Ballustrade-Half Post:397495 | n/a | n/a | n/a | Constraints | n/a | n/a | n/a
Offset | n/a | 1900-12-31T23:59:59 | Submitted:Submitted for Approval | Component | Ballustrade-Half Post:Ballustrade-Half Post:397495 | 0 | n/a | n/a | Constraints | n/a | n/a | n/a
Baluster Height | n/a | 1900-12-31T23:59:59 | Submitted:Submitted for Approval | Component | Ballustrade-Half Post:Ballustrade-Half Post:397495 | 1050 | n/a | n/a | Dimensions | n/a | n/a | n/a
Bottom Cut Angle | n/a | 1900-12-31T23:59:59 | Submitted:Submitted for Approval | Component | Ballustrade-Half Post:Ballustrade-Half Post:397495 | 0 | n/a | n/a | Dimensions | n/a | n/a | n/a
Slope Angle | n/a | 1900-12-31T23:59:59 | Submitted:Submitted for Approval | Component | Ballustrade-Half Post:Ballustrade-Half Post:397495 | 0 | n/a | n/a | Dimensions | n/a | n/a | n/a
Top Cut Angle | n/a | 1900-12-31T23:59:59 | Submitted:Submitted for Approval | Component | Ballustrade-Half Post:Ballustrade-Half Post:397495 | 0 | n/a | n/a | Dimensions | n/a | n/a | n/a
Volume | n/a | 1900-12-31T23:59:59 | Submitted:Submitted for Approval | Component | Ballustrade-Half Post:Ballustrade-Half Post:397495 | 0.0020397 | n/a | n/a | Dimensions | n/a | n/a | n/a
Phase Created | n/a | 1900-12-31T23:59:59 | Submitted:Submitted for Approval | Component | Ballustrade-Half Post:Ballustrade-Half Post:397495 | New Construction | n/a | n/a | Phasing | n/a | n/a
Reference | n/a | 1900-12-31T23:59:59 | Submitted:Submitted for Approval | Component | Ballustrade-Half Post:Ballustrade-Half Post:397503 | Ballustrade-Half Post | n/a | n/a | Pset_BuildingElementProxyCommon | n/a | n/a
Host | n/a | 1900-12-31T23:59:59 | Submitted:Submitted for Approval | Component | Ballustrade-Half Post:Ballustrade-Half Post:397503 | Level : Ground Floor | n/a | n/a | Constraints | n/a | n/a
Level | n/a | 1900-12-31T23:59:59 | Submitted:Submitted for Approval | Component | Ballustrade-Half Post:Ballustrade-Half Post:397503 | Level: Ground Floor | n/a | n/a | Constraints | n/a | n/a
Moves With Nearby Elements | n/a | 1900-12-31T23:59:59 | Submitted:Submitted for Approval | Component | Ballustrade-Half Post:Ballustrade-Half Post:397503 | n/a | n/a | n/a | Constraints | n/a | n/a | n/a
Offset | n/a | 1900-12-31T23:59:59 | Submitted:Submitted for Approval | Component | Ballustrade-Half Post:Ballustrade-Half Post:397503 | 0 | n/a | n/a | Constraints | n/a | n/a | n/a
Baluster Height | n/a | 1900-12-31T23:59:59 | Submitted:Submitted for Approval | Component | Ballustrade-Half Post:Ballustrade-Half Post:397503 | 1050 | n/a | n/a | Dimensions | n/a | n/a | n/a
Bottom Cut Angle | n/a | 1900-12-31T23:59:59 | Submitted:Submitted for Approval | Component | Ballustrade-Half Post:Ballustrade-Half Post:397503 | 0 | n/a | n/a | Dimensions | n/a | n/a | n/a
Slope Angle | n/a | 1900-12-31T23:59:59 | Submitted:Submitted for Approval | Component | Ballustrade-Half Post:Ballustrade-Half Post:397503 | 0 | n/a | n/a | Dimensions | n/a | n/a | n/a
Top Cut Angle | n/a | 1900-12-31T23:59:59 | Submitted:Submitted for Approval | Component | Ballustrade-Half Post:Ballustrade-Half Post:397503 | 0 | n/a | n/a | Dimensions | n/a | n/a | n/a
Volume | n/a | 1900-12-31T23:59:59 | Submitted:Submitted for Approval | Component | Ballustrade-Half Post:Ballustrade-Half Post:397503 | 0.0020397 | n/a | n/a | Dimensions | n/a | n/a | n/a
Phase Created | n/a | 1900-12-31T23:59:59 | Submitted:Submitted for Approval | Component | Ballustrade-Half Post:Ballustrade-Half Post:397503 | New Construction | n/a | n/a | Phasing | n/a | n/a
Reference | n/a | 1900-12-31T23:59:59 | Submitted:Submitted for Approval | Component | Ballustrade-Half Post:Ballustrade-Half Post:397708 | Ballustrade-Half Post | n/a | n/a | Pset_BuildingElementProxyCommon | n/a | n/a
Host | n/a | 1900-12-31T23:59:59 | Submitted:Submitted for Approval | Component | Ballustrade-Half Post:Ballustrade-Half Post:397708 | Level : Ground Floor | n/a | n/a | Constraints | n/a | n/a
Level | n/a | 1900-12-31T23:59:59 | Submitted:Submitted for Approval | Component | Ballustrade-Half Post:Ballustrade-Half Post:397708 | Level: Ground Floor | n/a | n/a | Constraints | n/a | n/a
Moves With Nearby Elements | n/a | 1900-12-31T23:59:59 | Submitted:Submitted for Approval | Component | Ballustrade-Half Post:Ballustrade-Half Post:397708 | n/a | n/a | n/a | Constraints | n/a | n/a | n/a
Offset | n/a | 1900-12-31T23:59:59 | Submitted:Submitted for Approval | Component | Ballustrade-Half Post:Ballustrade-Half Post:397708 | 0 | n/a | n/a | Constraints | n/a | n/a | n/a
Baluster Height | n/a | 1900-12-31T23:59:59 | Submitted:Submitted for Approval | Component | Ballustrade-Half Post:Ballustrade-Half Post:397708 | 1050 | n/a | n/a | Dimensions | n/a | n/a | n/a
Bottom Cut Angle | n/a | 1900-12-31T23:59:59 | Submitted:Submitted for Approval | Component | Ballustrade-Half Post:Ballustrade-Half Post:397708 | 0 | n/a | n/a | Dimensions | n/a | n/a | n/a
Slope Angle | n/a | 1900-12-31T23:59:59 | Submitted:Submitted for Approval | Component | Ballustrade-Half Post:Ballustrade-Half Post:397708 | 0 | n/a | n/a | Dimensions | n/a | n/a | n/a
Top Cut Angle | n/a | 1900-12-31T23:59:59 | Submitted:Submitted for Approval | Component | Ballustrade-Half Post:Ballustrade-Half Post:397708 | 0 | n/a | n/a | Dimensions | n/a | n/a | n/a
Volume | n/a | 1900-12-31T23:59:59 | Submitted:Submitted for Approval | Component | Ballustrade-Half Post:Ballustrade-Half Post:397708 | 0.0020397 | n/a | n/a | Dimensions | n/a | n/a | n/a
Phase Created | n/a | 1900-12-31T23:59:59 | Submitted:Submitted for Approval | Component | Ballustrade-Half Post:Ballustrade-Half Post:397708 | New Construction | n/a | n/a | Phasing | n/a | n/a
Reference | n/a | 1900-12-31T23:59:59 | Submitted:Submitted for Approval | Component | Ballustrade-Half Post:Ballustrade-Half Post:397802 | Ballustrade-Half Post | n/a | n/a | Pset_BuildingElementProxyCommon | n/a | n/a
Host | n/a | 1900-12-31T23:59:59 | Submitted:Submitted for Approval | Component | Ballustrade-Half Post:Ballustrade-Half Post:397802 | Level : Ground Floor | n/a | n/a | Constraints | n/a | n/a
Level | n/a | 1900-12-31T23:59:59 | Submitted:Submitted for Approval | Component | Ballustrade-Half Post:Ballustrade-Half Post:397802 | Level: Ground Floor | n/a | n/a | Constraints | n/a | n/a
Moves With Nearby Elements | n/a | 1900-12-31T23:59:59 | Submitted:Submitted for Approval | Component | Ballustrade-Half Post:Ballustrade-Half Post:397802 | n/a | n/a | n/a | Constraints | n/a | n/a | n/a
Offset | n/a | 1900-12-31T23:59:59 | Submitted:Submitted for Approval | Component | Ballustrade-Half Post:Ballustrade-Half Post:397802 | 0 | n/a | n/a | Constraints | n/a | n/a | n/a
Baluster Height | n/a | 1900-12-31T23:59:59 | Submitted:Submitted for Approval | Component | Ballustrade-Half Post:Ballustrade-Half Post:397802 | 1050 | n/a | n/a | Dimensions | n/a | n/a | n/a
Bottom Cut Angle | n/a | 1900-12-31T23:59:59 | Submitted:Submitted for Approval | Component | Ballustrade-Half Post:Ballustrade-Half Post:397802 | 0 | n/a | n/a | Dimensions | n/a | n/a | n/a
Slope Angle | n/a | 1900-12-31T23:59:59 | Submitted:Submitted for Approval | Component | Ballustrade-Half Post:Ballustrade-Half Post:397802 | 0 | n/a | n/a | Dimensions | n/a | n/a | n/a
Top Cut Angle | n/a | 1900-12-31T23:59:59 | Submitted:Submitted for Approval | Component | Ballustrade-Half Post:Ballustrade-Half Post:397802 | 0 | n/a | n/a | Dimensions | n/a | n/a | n/a
Volume | n/a | 1900-12-31T23:59:59 | Submitted:Submitted for Approval | Component | Ballustrade-Half Post:Ballustrade-Half Post:397802 | 0.0020397 | n/a | n/a | Dimensions | n/a | n/a | n/a
Phase Created | n/a | 1900-12-31T23:59:59 | Submitted:Submitted for Approval | Component | Ballustrade-Half Post:Ballustrade-Half Post:397802 | New Construction | n/a | n/a | Phasing | n/a | n/a
Reference | n/a | 1900-12-31T23:59:59 | Submitted:Submitted for Approval | Component | Ballustrade-Half Post:Ballustrade-Half Post:397811 | Ballustrade-Half Post | n/a | n/a | Pset_BuildingElementProxyCommon | n/a | n/a
Host | n/a | 1900-12-31T23:59:59 | Submitted:Submitted for Approval | Component | Ballustrade-Half Post:Ballustrade-Half Post:397811 | Level : Ground Floor | n/a | n/a | Constraints | n/a | n/a
Level | n/a | 1900-12-31T23:59:59 | Submitted:Submitted for Approval | Component | Ballustrade-Half Post:Ballustrade-Half Post:397811 | Level: Ground Floor | n/a | n/a | Constraints | n/a | n/a
Moves With Nearby Elements | n/a | 1900-12-31T23:59:59 | Submitted:Submitted for Approval | Component | Ballustrade-Half Post:Ballustrade-Half Post:397811 | n/a | n/a | n/a | Constraints | n/a | n/a | n/a
Offset | n/a | 1900-12-31T23:59:59 | Submitted:Submitted for Approval | Component | Ballustrade-Half Post:Ballustrade-Half Post:397811 | 0 | n/a | n/a | Constraints | n/a | n/a | n/a
Baluster Height | n/a | 1900-12-31T23:59:59 | Submitted:Submitted for Approval | Component | Ballustrade-Half Post:Ballustrade-Half Post:397811 | 1050 | n/a | n/a | Dimensions | n/a | n/a | n/a
Bottom Cut Angle | n/a | 1900-12-31T23:59:59 | Submitted:Submitted for Approval | Component | Ballustrade-Half Post:Ballustrade-Half Post:397811 | 0 | n/a | n/a | Dimensions | n/a | n/a | n/a
Slope Angle | n/a | 1900-12-31T23:59:59 | Submitted:Submitted for Approval | Component | Ballustrade-Half Post:Ballustrade-Half Post:397811 | 0 | n/a | n/a | Dimensions | n/a | n/a | n/a
Top Cut Angle | n/a | 1900-12-31T23:59:59 | Submitted:Submitted for Approval | Component | Ballustrade-Half Post:Ballustrade-Half Post:397811 | 0 | n/a | n/a | Dimensions | n/a | n/a | n/a
Volume | n/a | 1900-12-31T23:59:59 | Submitted:Submitted for Approval | Component | Ballustrade-Half Post:Ballustrade-Half Post:397811 | 0.0020397 | n/a | n/a | Dimensions | n/a | n/a | n/a
Phase Created | n/a | 1900-12-31T23:59:59 | Submitted:Submitted for Approval | Component | Ballustrade-Half Post:Ballustrade-Half Post:397811 | New Construction | n/a | n/a | Phasing | n/a | n/a
Reference | n/a | 1900-12-31T23:59:59 | Submitted:Submitted for Approval | Component | Ballustrade-Half Post:Ballustrade-Half Post:397820 | Ballustrade-Half Post | n/a | n/a | Pset_BuildingElementProxyCommon | n/a | n/a
Host | n/a | 1900-12-31T23:59:59 | Submitted:Submitted for Approval | Component | Ballustrade-Half Post:Ballustrade-Half Post:397820 | Level : Ground Floor | n/a | n/a | Constraints | n/a | n/a
Level | n/a | 1900-12-31T23:59:59 | Submitted:Submitted for Approval | Component | Ballustrade-Half Post:Ballustrade-Half Post:397820 | Level: Ground Floor | n/a | n/a | Constraints | n/a | n/a
Moves With Nearby Elements | n/a | 1900-12-31T23:59:59 | Submitted:Submitted for Approval | Component | Ballustrade-Half Post:Ballustrade-Half Post:397820 | n/a | n/a | n/a | Constraints | n/a | n/a | n/a
Offset | n/a | 1900-12-31T23:59:59 | Submitted:Submitted for Approval | Component | Ballustrade-Half Post:Ballustrade-Half Post:397820 | 0 | n/a | n/a | Constraints | n/a | n/a | n/a
Baluster Height | n/a | 1900-12-31T23:59:59 | Submitted:Submitted for Approval | Component | Ballustrade-Half Post:Ballustrade-Half Post:397820 | 1050 | n/a | n/a | Dimensions | n/a | n/a | n/a
Bottom Cut Angle | n/a | 1900-12-31T23:59:59 | Submitted:Submitted for Approval | Component | Ballustrade-Half Post:Ballustrade-Half Post:397820 | 0 | n/a | n/a | Dimensions | n/a | n/a | n/a
Slope Angle | n/a | 1900-12-31T23:59:59 | Submitted:Submitted for Approval | Component | Ballustrade-Half Post:Ballustrade-Half Post:397820 | 0 | n/a | n/a | Dimensions | n/a | n/a | n/a
Top Cut Angle | n/a | 1900-12-31T23:59:59 | Submitted:Submitted for Approval | Component | Ballustrade-Half Post:Ballustrade-Half Post:397820 | 0 | n/a | n/a | Dimensions | n/a | n/a | n/a
Volume | n/a | 1900-12-31T23:59:59 | Submitted:Submitted for Approval | Component | Ballustrade-Half Post:Ballustrade-Half Post:397820 | 0.0020397 | n/a | n/a | Dimensions | n/a | n/a | n/a
Phase Created | n/a | 1900-12-31T23:59:59 | Submitted:Submitted for Approval | Component | Ballustrade-Half Post:Ballustrade-Half Post:397820 | New Construction | n/a | n/a | Phasing | n/a | n/a
Reference | n/a | 1900-12-31T23:59:59 | Submitted:Submitted for Approval | Component | Ballustrade-Half Post:Ballustrade-Half Post:397833 | Ballustrade-Half Post | n/a | n/a | Pset_BuildingElementProxyCommon | n/a | n/a
Host | n/a | 1900-12-31T23:59:59 | Submitted:Submitted for Approval | Component | Ballustrade-Half Post:Ballustrade-Half Post:397833 | Level : Ground Floor | n/a | n/a | Constraints | n/a | n/a
Level | n/a | 1900-12-31T23:59:59 | Submitted:Submitted for Approval | Component | Ballustrade-Half Post:Ballustrade-Half Post:397833 | Level: Ground Floor | n/a | n/a | Constraints | n/a | n/a
Moves With Nearby Elements | n/a | 1900-12-31T23:59:59 | Submitted:Submitted for Approval | Component | Ballustrade-Half Post:Ballustrade-Half Post:397833 | n/a | n/a | n/a | Constraints | n/a | n/a | n/a
Offset | n/a | 1900-12-31T23:59:59 | Submitted:Submitted for Approval | Component | Ballustrade-Half Post:Ballustrade-Half Post:397833 | 0 | n/a | n/a | Constraints | n/a | n/a | n/a
Baluster Height | n/a | 1900-12-31T23:59:59 | Submitted:Submitted for Approval | Component | Ballustrade-Half Post:Ballustrade-Half Post:397833 | 1050 | n/a | n/a | Dimensions | n/a | n/a | n/a
Bottom Cut Angle | n/a | 1900-12-31T23:59:59 | Submitted:Submitted for Approval | Component | Ballustrade-Half Post:Ballustrade-Half Post:397833 | 0 | n/a | n/a | Dimensions | n/a | n/a | n/a
Slope Angle | n/a | 1900-12-31T23:59:59 | Submitted:Submitted for Approval | Component | Ballustrade-Half Post:Ballustrade-Half Post:397833 | 0 | n/a | n/a | Dimensions | n/a | n/a | n/a
Top Cut Angle | n/a | 1900-12-31T23:59:59 | Submitted:Submitted for Approval | Component | Ballustrade-Half Post:Ballustrade-Half Post:397833 | 0 | n/a | n/a | Dimensions | n/a | n/a | n/a
Volume | n/a | 1900-12-31T23:59:59 | Submitted:Submitted for Approval | Component | Ballustrade-Half Post:Ballustrade-Half Post:397833 | 0.0020397 | n/a | n/a | Dimensions | n/a | n/a | n/a
Phase Created | n/a | 1900-12-31T23:59:59 | Submitted:Submitted for Approval | Component | Ballustrade-Half Post:Ballustrade-Half Post:397833 | New Construction | n/a | n/a | Phasing | n/a | n/a
Reference | n/a | 1900-12-31T23:59:59 | Submitted:Submitted for Approval | Component | Ballustrade-Half Post:Ballustrade-Half Post:397894 | Ballustrade-Half Post | n/a | n/a | Pset_BuildingElementProxyCommon | n/a | n/a
Host | n/a | 1900-12-31T23:59:59 | Submitted:Submitted for Approval | Component | Ballustrade-Half Post:Ballustrade-Half Post:397894 | Level : Ground Floor | n/a | n/a | Constraints | n/a | n/a
Level | n/a | 1900-12-31T23:59:59 | Submitted:Submitted for Approval | Component | Ballustrade-Half Post:Ballustrade-Half Post:397894 | Level: Ground Floor | n/a | n/a | Constraints | n/a | n/a
Moves With Nearby Elements | n/a | 1900-12-31T23:59:59 | Submitted:Submitted for Approval | Component | Ballustrade-Half Post:Ballustrade-Half Post:397894 | n/a | n/a | n/a | Constraints | n/a | n/a | n/a
Offset | n/a | 1900-12-31T23:59:59 | Submitted:Submitted for Approval | Component | Ballustrade-Half Post:Ballustrade-Half Post:397894 | 0 | n/a | n/a | Constraints | n/a | n/a | n/a
Baluster Height | n/a | 1900-12-31T23:59:59 | Submitted:Submitted for Approval | Component | Ballustrade-Half Post:Ballustrade-Half Post:397894 | 1050 | n/a | n/a | Dimensions | n/a | n/a | n/a
Bottom Cut Angle | n/a | 1900-12-31T23:59:59 | Submitted:Submitted for Approval | Component | Ballustrade-Half Post:Ballustrade-Half Post:397894 | 0 | n/a | n/a | Dimensions | n/a | n/a | n/a
Slope Angle | n/a | 1900-12-31T23:59:59 | Submitted:Submitted for Approval | Component | Ballustrade-Half Post:Ballustrade-Half Post:397894 | 0 | n/a | n/a | Dimensions | n/a | n/a | n/a
Top Cut Angle | n/a | 1900-12-31T23:59:59 | Submitted:Submitted for Approval | Component | Ballustrade-Half Post:Ballustrade-Half Post:397894 | 0 | n/a | n/a | Dimensions | n/a | n/a | n/a
Volume | n/a | 1900-12-31T23:59:59 | Submitted:Submitted for Approval | Component | Ballustrade-Half Post:Ballustrade-Half Post:397894 | 0.0020397 | n/a | n/a | Dimensions | n/a | n/a | n/a
Phase Created | n/a | 1900-12-31T23:59:59 | Submitted:Submitted for Approval | Component | Ballustrade-Half Post:Ballustrade-Half Post:397894 | New Construction | n/a | n/a | Phasing | n/a | n/a
countertop depth | n/a | 1900-12-31T23:59:59 | Submitted:Submitted for Approval | Type | HOK-PLF_Countertop | 400 | n/a | n/a | Dimensions | n/a | n/a | n/a
countertop height | n/a | 1900-12-31T23:59:59 | Submitted:Submitted for Approval | Type | HOK-PLF_Countertop | 850 | n/a | n/a | Dimensions | n/a | n/a | n/a
Assembly Code | n/a | 1900-12-31T23:59:59 | Submitted:Submitted for Approval | Type | HOK-PLF_Countertop |  | n/a | n/a | Identity Data | n/a | n/a
Assembly Description | n/a | 1900-12-31T23:59:59 | Submitted:Submitted for Approval | Type | HOK-PLF_Countertop |  | n/a | n/a | Identity Data | n/a | n/a
OmniClass Number | n/a | 1900-12-31T23:59:59 | Submitted:Submitted for Approval | Type | HOK-PLF_Countertop | 23.45.00.00 | n/a | n/a | Identity Data | n/a | n/a
OmniClass Title | n/a | 1900-12-31T23:59:59 | Submitted:Submitted for Approval | Type | HOK-PLF_Countertop | Sanitary, Laundry, and Cleaning Equipment | n/a | n/a | Identity Data | n/a | n/a
Reference | n/a | 1900-12-31T23:59:59 | Submitted:Submitted for Approval | Component | HOK-PLF_Countertop:HOK-PLF_Countertop:400447 | HOK-PLF_Countertop | n/a | n/a | Pset_BuildingElementProxyCommon | n/a | n/a
Host | n/a | 1900-12-31T23:59:59 | Submitted:Submitted for Approval | Component | HOK-PLF_Countertop:HOK-PLF_Countertop:400447 | Floor : nbl_Sprng_TmbrBrds-BttnsTmbrResilientFlr | n/a | n/a | Constraints | n/a | n/a
Level | n/a | 1900-12-31T23:59:59 | Submitted:Submitted for Approval | Component | HOK-PLF_Countertop:HOK-PLF_Countertop:400447 | Level: Ground Floor | n/a | n/a | Constraints | n/a | n/a
Moves With Nearby Elements | n/a | 1900-12-31T23:59:59 | Submitted:Submitted for Approval | Component | HOK-PLF_Countertop:HOK-PLF_Countertop:400447 | n/a | n/a | n/a | Constraints | n/a | n/a | n/a
Offset | n/a | 1900-12-31T23:59:59 | Submitted:Submitted for Approval | Component | HOK-PLF_Countertop:HOK-PLF_Countertop:400447 | 0 | n/a | n/a | Constraints | n/a | n/a | n/a
counter depth | n/a | 1900-12-31T23:59:59 | Submitted:Submitted for Approval | Component | HOK-PLF_Countertop:HOK-PLF_Countertop:400447 | 300 | n/a | n/a | Dimensions | n/a | n/a | n/a
counter length | n/a | 1900-12-31T23:59:59 | Submitted:Submitted for Approval | Component | HOK-PLF_Countertop:HOK-PLF_Countertop:400447 | 2615 | n/a | n/a | Dimensions | n/a | n/a | n/a
Volume | n/a | 1900-12-31T23:59:59 | Submitted:Submitted for Approval | Component | HOK-PLF_Countertop:HOK-PLF_Countertop:400447 | 0.046297 | n/a | n/a | Dimensions | n/a | n/a | n/a
Mark | n/a | 1900-12-31T23:59:59 | Submitted:Submitted for Approval | Component | HOK-PLF_Countertop:HOK-PLF_Countertop:400447 | 68 | n/a | n/a | Identity Data | n/a | n/a
Phase Created | n/a | 1900-12-31T23:59:59 | Submitted:Submitted for Approval | Component | HOK-PLF_Countertop:HOK-PLF_Countertop:400447 | New Construction | n/a | n/a | Phasing | n/a | n/a
countertop depth | n/a | 1900-12-31T23:59:59 | Submitted:Submitted for Approval | Type | HOK-PLF_Countertop | 400 | n/a | n/a | Dimensions | n/a | n/a | n/a
countertop height | n/a | 1900-12-31T23:59:59 | Submitted:Submitted for Approval | Type | HOK-PLF_Countertop | 850 | n/a | n/a | Dimensions | n/a | n/a | n/a
Assembly Code | n/a | 1900-12-31T23:59:59 | Submitted:Submitted for Approval | Type | HOK-PLF_Countertop |  | n/a | n/a | Identity Data | n/a | n/a
Assembly Description | n/a | 1900-12-31T23:59:59 | Submitted:Submitted for Approval | Type | HOK-PLF_Countertop |  | n/a | n/a | Identity Data | n/a | n/a
OmniClass Number | n/a | 1900-12-31T23:59:59 | Submitted:Submitted for Approval | Type | HOK-PLF_Countertop | 23.45.00.00 | n/a | n/a | Identity Data | n/a | n/a
OmniClass Title | n/a | 1900-12-31T23:59:59 | Submitted:Submitted for Approval | Type | HOK-PLF_Countertop | Sanitary, Laundry, and Cleaning Equipment | n/a | n/a | Identity Data | n/a | n/a
Reference | n/a | 1900-12-31T23:59:59 | Submitted:Submitted for Approval | Component | HOK-PLF_Countertop:HOK-PLF_Countertop:400618 | HOK-PLF_Countertop | n/a | n/a | Pset_BuildingElementProxyCommon | n/a | n/a
Host | n/a | 1900-12-31T23:59:59 | Submitted:Submitted for Approval | Component | HOK-PLF_Countertop:HOK-PLF_Countertop:400618 | Floor : nbl_Sprng_TmbrBrds-BttnsTmbrResilientFlr | n/a | n/a | Constraints | n/a | n/a
Level | n/a | 1900-12-31T23:59:59 | Submitted:Submitted for Approval | Component | HOK-PLF_Countertop:HOK-PLF_Countertop:400618 | Level: Ground Floor | n/a | n/a | Constraints | n/a | n/a
Moves With Nearby Elements | n/a | 1900-12-31T23:59:59 | Submitted:Submitted for Approval | Component | HOK-PLF_Countertop:HOK-PLF_Countertop:400618 | n/a | n/a | n/a | Constraints | n/a | n/a | n/a
Offset | n/a | 1900-12-31T23:59:59 | Submitted:Submitted for Approval | Component | HOK-PLF_Countertop:HOK-PLF_Countertop:400618 | 0 | n/a | n/a | Constraints | n/a | n/a | n/a
counter depth | n/a | 1900-12-31T23:59:59 | Submitted:Submitted for Approval | Component | HOK-PLF_Countertop:HOK-PLF_Countertop:400618 | 300 | n/a | n/a | Dimensions | n/a | n/a | n/a
counter length | n/a | 1900-12-31T23:59:59 | Submitted:Submitted for Approval | Component | HOK-PLF_Countertop:HOK-PLF_Countertop:400618 | 2615 | n/a | n/a | Dimensions | n/a | n/a | n/a
Volume | n/a | 1900-12-31T23:59:59 | Submitted:Submitted for Approval | Component | HOK-PLF_Countertop:HOK-PLF_Countertop:400618 | 0.046297 | n/a | n/a | Dimensions | n/a | n/a | n/a
Mark | n/a | 1900-12-31T23:59:59 | Submitted:Submitted for Approval | Component | HOK-PLF_Countertop:HOK-PLF_Countertop:400618 | 69 | n/a | n/a | Identity Data | n/a | n/a
Phase Created | n/a | 1900-12-31T23:59:59 | Submitted:Submitted for Approval | Component | HOK-PLF_Countertop:HOK-PLF_Countertop:400618 | New Construction | n/a | n/a | Phasing | n/a | n/a
Default Elevation | n/a | 1900-12-31T23:59:59 | Submitted:Submitted for Approval | Type | 550x500x200 | 0 | n/a | n/a | Constraints | n/a | n/a | n/a
Depth | n/a | 1900-12-31T23:59:59 | Submitted:Submitted for Approval | Type | 550x500x200 | 500 | n/a | n/a | Dimensions | n/a | n/a | n/a
Height | n/a | 1900-12-31T23:59:59 | Submitted:Submitted for Approval | Type | 550x500x200 | 200 | n/a | n/a | Dimensions | n/a | n/a | n/a
Length | n/a | 1900-12-31T23:59:59 | Submitted:Submitted for Approval | Type | 550x500x200 | 500 | n/a | n/a | Dimensions | n/a | n/a | n/a
Width | n/a | 1900-12-31T23:59:59 | Submitted:Submitted for Approval | Type | 550x500x200 | 550 | n/a | n/a | Dimensions | n/a | n/a | n/a
Assembly Code | n/a | 1900-12-31T23:59:59 | Submitted:Submitted for Approval | Type | 550x500x200 |  | n/a | n/a | Identity Data | n/a | n/a
Assembly Description | n/a | 1900-12-31T23:59:59 | Submitted:Submitted for Approval | Type | 550x500x200 |  | n/a | n/a | Identity Data | n/a | n/a
Description | n/a | 1900-12-31T23:59:59 | Submitted:Submitted for Approval | Type | 550x500x200 | Countertop wash basin assembly | n/a | n/a | Identity Data | n/a | n/a
Help | n/a | 1900-12-31T23:59:59 | Submitted:Submitted for Approval | Type | 550x500x200 | www.nationalbimlibrary.com | n/a | n/a | Identity Data | n/a | n/a
IssueDate | n/a | 1900-12-31T23:59:59 | Submitted:Submitted for Approval | Type | 550x500x200 | 12/06/29 | n/a | n/a | Identity Data | n/a | n/a
NBSDescription | n/a | 1900-12-31T23:59:59 | Submitted:Submitted for Approval | Type | 550x500x200 | Wash basin assembly type A | n/a | n/a | Identity Data | n/a | n/a
NBSReference | n/a | 1900-12-31T23:59:59 | Submitted:Submitted for Approval | Type | 550x500x200 | 35-70-70/124A | n/a | n/a | Identity Data | n/a | n/a
OmniClass Number | n/a | 1900-12-31T23:59:59 | Submitted:Submitted for Approval | Type | 550x500x200 |  | n/a | n/a | Identity Data | n/a | n/a
OmniClass Title | n/a | 1900-12-31T23:59:59 | Submitted:Submitted for Approval | Type | 550x500x200 |  | n/a | n/a | Identity Data | n/a | n/a
TapholeOptions | n/a | 1900-12-31T23:59:59 | Submitted:Submitted for Approval | Type | 550x500x200 |  | n/a | n/a | Identity Data | n/a | n/a
URL | n/a | 1900-12-31T23:59:59 | Submitted:Submitted for Approval | Type | 550x500x200 | www.nationalbimlibrary.com | n/a | n/a | Identity Data | n/a | n/a
Version | n/a | 1900-12-31T23:59:59 | Submitted:Submitted for Approval | Type | 550x500x200 | 1.0 | n/a | n/a | Identity Data | n/a | n/a
Weight | n/a | 1900-12-31T23:59:59 | Submitted:Submitted for Approval | Type | 550x500x200 |  | n/a | n/a | Identity Data | n/a | n/a
FittingsMaterial | n/a | 1900-12-31T23:59:59 | Submitted:Submitted for Approval | Type | 550x500x200 | nbl_ConceptSolid | n/a | n/a | Materials and Finishes | n/a | n/a
WashBasinMaterial | n/a | 1900-12-31T23:59:59 | Submitted:Submitted for Approval | Type | 550x500x200 | nbl_ConceptSolid | n/a | n/a | Materials and Finishes | n/a | n/a
CWFU | n/a | 1900-12-31T23:59:59 | Submitted:Submitted for Approval | Type | 550x500x200 | 0 | n/a | n/a | Mechanical | n/a | n/a | n/a
HWFU | n/a | 1900-12-31T23:59:59 | Submitted:Submitted for Approval | Type | 550x500x200 | 0 | n/a | n/a | Mechanical | n/a | n/a | n/a
WFU | n/a | 1900-12-31T23:59:59 | Submitted:Submitted for Approval | Type | 550x500x200 | 0 | n/a | n/a | Mechanical | n/a | n/a | n/a
AccessibilityPerformance | n/a | 1900-12-31T23:59:59 | Submitted:Submitted for Approval | Type | 550x500x200 |  | n/a | n/a | Other | n/a | n/a
CodePerformance | n/a | 1900-12-31T23:59:59 | Submitted:Submitted for Approval | Type | 550x500x200 |  | n/a | n/a | Other | n/a | n/a
Colour | n/a | 1900-12-31T23:59:59 | Submitted:Submitted for Approval | Type | 550x500x200 |  | n/a | n/a | Other | n/a | n/a
Constituents | n/a | 1900-12-31T23:59:59 | Submitted:Submitted for Approval | Type | 550x500x200 |  | n/a | n/a | Other | n/a | n/a
Features | n/a | 1900-12-31T23:59:59 | Submitted:Submitted for Approval | Type | 550x500x200 |  | n/a | n/a | Other | n/a | n/a
Finish | n/a | 1900-12-31T23:59:59 | Submitted:Submitted for Approval | Type | 550x500x200 |  | n/a | n/a | Other | n/a | n/a
Grade | n/a | 1900-12-31T23:59:59 | Submitted:Submitted for Approval | Type | 550x500x200 |  | n/a | n/a | Other | n/a | n/a
Material | n/a | 1900-12-31T23:59:59 | Submitted:Submitted for Approval | Type | 550x500x200 |  | n/a | n/a | Other | n/a | n/a
NominalHeight | n/a | 1900-12-31T23:59:59 | Submitted:Submitted for Approval | Type | 550x500x200 | 200 | n/a | n/a | Other | n/a | n/a | n/a
NominalLength | n/a | 1900-12-31T23:59:59 | Submitted:Submitted for Approval | Type | 550x500x200 | 500 | n/a | n/a | Other | n/a | n/a | n/a
NominalWidth | n/a | 1900-12-31T23:59:59 | Submitted:Submitted for Approval | Type | 550x500x200 | 550 | n/a | n/a | Other | n/a | n/a | n/a
ProductionYear | n/a | 1900-12-31T23:59:59 | Submitted:Submitted for Approval | Type | 550x500x200 |  | n/a | n/a | Other | n/a | n/a
ReplacementCost | n/a | 1900-12-31T23:59:59 | Submitted:Submitted for Approval | Type | 550x500x200 |  | n/a | n/a | Other | n/a | n/a
ServiceLifeDuration | n/a | 1900-12-31T23:59:59 | Submitted:Submitted for Approval | Type | 550x500x200 |  | n/a | n/a | Other | n/a | n/a
Shape | n/a | 1900-12-31T23:59:59 | Submitted:Submitted for Approval | Type | 550x500x200 |  | n/a | n/a | Other | n/a | n/a
Size | n/a | 1900-12-31T23:59:59 | Submitted:Submitted for Approval | Type | 550x500x200 |  | n/a | n/a | Other | n/a | n/a
SustainabilityPerformance | n/a | 1900-12-31T23:59:59 | Submitted:Submitted for Approval | Type | 550x500x200 |  | n/a | n/a | Other | n/a | n/a
WarrantyDescription | n/a | 1900-12-31T23:59:59 | Submitted:Submitted for Approval | Type | 550x500x200 |  | n/a | n/a | Other | n/a | n/a
WarrantyDurationLabour | n/a | 1900-12-31T23:59:59 | Submitted:Submitted for Approval | Type | 550x500x200 |  | n/a | n/a | Other | n/a | n/a
WarrantyDurationParts | n/a | 1900-12-31T23:59:59 | Submitted:Submitted for Approval | Type | 550x500x200 |  | n/a | n/a | Other | n/a | n/a
WarrantyGuarantorLabour | n/a | 1900-12-31T23:59:59 | Submitted:Submitted for Approval | Type | 550x500x200 |  | n/a | n/a | Other | n/a | n/a
WarrantyGuarantorParts | n/a | 1900-12-31T23:59:59 | Submitted:Submitted for Approval | Type | 550x500x200 |  | n/a | n/a | Other | n/a | n/a
ColdWaterSupplyDiameter | n/a | 1900-12-31T23:59:59 | Submitted:Submitted for Approval | Type | 550x500x200 | 20 | n/a | n/a | Plumbing | n/a | n/a | n/a
ColdWaterSupplyRadius | n/a | 1900-12-31T23:59:59 | Submitted:Submitted for Approval | Type | 550x500x200 | 10 | n/a | n/a | Plumbing | n/a | n/a | n/a
HotWaterSupplyDiameter | n/a | 1900-12-31T23:59:59 | Submitted:Submitted for Approval | Type | 550x500x200 | 20 | n/a | n/a | Plumbing | n/a | n/a | n/a
HotWaterSupplyRadius | n/a | 1900-12-31T23:59:59 | Submitted:Submitted for Approval | Type | 550x500x200 | 10 | n/a | n/a | Plumbing | n/a | n/a | n/a
WasteOutletDiameter | n/a | 1900-12-31T23:59:59 | Submitted:Submitted for Approval | Type | 550x500x200 | 46 | n/a | n/a | Plumbing | n/a | n/a | n/a
WasteOutletRadius | n/a | 1900-12-31T23:59:59 | Submitted:Submitted for Approval | Type | 550x500x200 | 23 | n/a | n/a | Plumbing | n/a | n/a | n/a
WashHandBasinType | n/a | 1900-12-31T23:59:59 | Submitted:Submitted for Approval | Type | 550x500x200 | Vanity | n/a | n/a | Pset_SanitaryTerminalTypeWashHandBasin | n/a | n/a
WashHandBasinMounting | n/a | 1900-12-31T23:59:59 | Submitted:Submitted for Approval | Type | 550x500x200 | CounterTop | n/a | n/a | Pset_SanitaryTerminalTypeWashHandBasin | n/a | n/a
NominalLength | n/a | 1900-12-31T23:59:59 | Submitted:Submitted for Approval | Type | 550x500x200 | 500 | n/a | n/a | Pset_SanitaryTerminalTypeWashHandBasin | n/a | n/a | n/a
NominalWidth | n/a | 1900-12-31T23:59:59 | Submitted:Submitted for Approval | Type | 550x500x200 | 550 | n/a | n/a | Pset_SanitaryTerminalTypeWashHandBasin | n/a | n/a | n/a
NominalDepth | n/a | 1900-12-31T23:59:59 | Submitted:Submitted for Approval | Type | 550x500x200 | 200 | n/a | n/a | Pset_SanitaryTerminalTypeWashHandBasin | n/a | n/a | n/a
DrainSize | n/a | 1900-12-31T23:59:59 | Submitted:Submitted for Approval | Type | 550x500x200 | 46 | n/a | n/a | Pset_SanitaryTerminalTypeWashHandBasin | n/a | n/a | n/a
ProductionYear | n/a | 1900-12-31T23:59:59 | Submitted:Submitted for Approval | Component | nbl_WashBasin_Semi-Countertop:550x500x200:402406 |  | n/a | n/a | Pset_ManufacturerTypeInformation | n/a | n/a
Reference | n/a | 1900-12-31T23:59:59 | Submitted:Submitted for Approval | Component | nbl_WashBasin_Semi-Countertop:550x500x200:402406 | 550x500x200 | n/a | n/a | Pset_DistributionFlowElementCommon | n/a | n/a
Elevation | n/a | 1900-12-31T23:59:59 | Submitted:Submitted for Approval | Component | nbl_WashBasin_Semi-Countertop:550x500x200:402406 | 850 | n/a | n/a | Constraints | n/a | n/a | n/a
Host | n/a | 1900-12-31T23:59:59 | Submitted:Submitted for Approval | Component | nbl_WashBasin_Semi-Countertop:550x500x200:402406 | <not associated> | n/a | n/a | Constraints | n/a | n/a
ComponentNumber | n/a | 1900-12-31T23:59:59 | Submitted:Submitted for Approval | Component | nbl_WashBasin_Semi-Countertop:550x500x200:402406 |  | n/a | n/a | Identity Data | n/a | n/a
Mark | n/a | 1900-12-31T23:59:59 | Submitted:Submitted for Approval | Component | nbl_WashBasin_Semi-Countertop:550x500x200:402406 | 70 | n/a | n/a | Identity Data | n/a | n/a
System Abbreviation | n/a | 1900-12-31T23:59:59 | Submitted:Submitted for Approval | Component | nbl_WashBasin_Semi-Countertop:550x500x200:402406 |  | n/a | n/a | Mechanical | n/a | n/a
System Classification | n/a | 1900-12-31T23:59:59 | Submitted:Submitted for Approval | Component | nbl_WashBasin_Semi-Countertop:550x500x200:402406 | Sanitary | n/a | n/a | Mechanical | n/a | n/a
System Name | n/a | 1900-12-31T23:59:59 | Submitted:Submitted for Approval | Component | nbl_WashBasin_Semi-Countertop:550x500x200:402406 |  | n/a | n/a | Mechanical | n/a | n/a
AssetIdentifier | n/a | 1900-12-31T23:59:59 | Submitted:Submitted for Approval | Component | nbl_WashBasin_Semi-Countertop:550x500x200:402406 |  | n/a | n/a | Other | n/a | n/a
BarCode | n/a | 1900-12-31T23:59:59 | Submitted:Submitted for Approval | Component | nbl_WashBasin_Semi-Countertop:550x500x200:402406 |  | n/a | n/a | Other | n/a | n/a
InstallationDate | n/a | 1900-12-31T23:59:59 | Submitted:Submitted for Approval | Component | nbl_WashBasin_Semi-Countertop:550x500x200:402406 |  | n/a | n/a | Other | n/a | n/a
Schedule Level | n/a | 1900-12-31T23:59:59 | Submitted:Submitted for Approval | Component | nbl_WashBasin_Semi-Countertop:550x500x200:402406 | Level: Ground Floor | n/a | n/a | Other | n/a | n/a
SerialNumber | n/a | 1900-12-31T23:59:59 | Submitted:Submitted for Approval | Component | nbl_WashBasin_Semi-Countertop:550x500x200:402406 |  | n/a | n/a | Other | n/a | n/a
TagNumber | n/a | 1900-12-31T23:59:59 | Submitted:Submitted for Approval | Component | nbl_WashBasin_Semi-Countertop:550x500x200:402406 |  | n/a | n/a | Other | n/a | n/a
WarrantyStartDate | n/a | 1900-12-31T23:59:59 | Submitted:Submitted for Approval | Component | nbl_WashBasin_Semi-Countertop:550x500x200:402406 |  | n/a | n/a | Other | n/a | n/a
Phase Created | n/a | 1900-12-31T23:59:59 | Submitted:Submitted for Approval | Component | nbl_WashBasin_Semi-Countertop:550x500x200:402406 | New Construction | n/a | n/a | Phasing | n/a | n/a
SanitarywareSet | n/a | 1900-12-31T23:59:59 | Submitted:Submitted for Approval | Component | nbl_WashBasin_Semi-Countertop:550x500x200:402406 |  | n/a | n/a | Text | n/a | n/a
ProductionYear | n/a | 1900-12-31T23:59:59 | Submitted:Submitted for Approval | Component | nbl_WashBasin_Semi-Countertop:550x500x200:402459 |  | n/a | n/a | Pset_ManufacturerTypeInformation | n/a | n/a
Reference | n/a | 1900-12-31T23:59:59 | Submitted:Submitted for Approval | Component | nbl_WashBasin_Semi-Countertop:550x500x200:402459 | 550x500x200 | n/a | n/a | Pset_DistributionFlowElementCommon | n/a | n/a
Elevation | n/a | 1900-12-31T23:59:59 | Submitted:Submitted for Approval | Component | nbl_WashBasin_Semi-Countertop:550x500x200:402459 | 850 | n/a | n/a | Constraints | n/a | n/a | n/a
Host | n/a | 1900-12-31T23:59:59 | Submitted:Submitted for Approval | Component | nbl_WashBasin_Semi-Countertop:550x500x200:402459 | <not associated> | n/a | n/a | Constraints | n/a | n/a
ComponentNumber | n/a | 1900-12-31T23:59:59 | Submitted:Submitted for Approval | Component | nbl_WashBasin_Semi-Countertop:550x500x200:402459 |  | n/a | n/a | Identity Data | n/a | n/a
Mark | n/a | 1900-12-31T23:59:59 | Submitted:Submitted for Approval | Component | nbl_WashBasin_Semi-Countertop:550x500x200:402459 | 71 | n/a | n/a | Identity Data | n/a | n/a
System Abbreviation | n/a | 1900-12-31T23:59:59 | Submitted:Submitted for Approval | Component | nbl_WashBasin_Semi-Countertop:550x500x200:402459 |  | n/a | n/a | Mechanical | n/a | n/a
System Classification | n/a | 1900-12-31T23:59:59 | Submitted:Submitted for Approval | Component | nbl_WashBasin_Semi-Countertop:550x500x200:402459 | Sanitary | n/a | n/a | Mechanical | n/a | n/a
System Name | n/a | 1900-12-31T23:59:59 | Submitted:Submitted for Approval | Component | nbl_WashBasin_Semi-Countertop:550x500x200:402459 |  | n/a | n/a | Mechanical | n/a | n/a
AssetIdentifier | n/a | 1900-12-31T23:59:59 | Submitted:Submitted for Approval | Component | nbl_WashBasin_Semi-Countertop:550x500x200:402459 |  | n/a | n/a | Other | n/a | n/a
BarCode | n/a | 1900-12-31T23:59:59 | Submitted:Submitted for Approval | Component | nbl_WashBasin_Semi-Countertop:550x500x200:402459 |  | n/a | n/a | Other | n/a | n/a
InstallationDate | n/a | 1900-12-31T23:59:59 | Submitted:Submitted for Approval | Component | nbl_WashBasin_Semi-Countertop:550x500x200:402459 |  | n/a | n/a | Other | n/a | n/a
Schedule Level | n/a | 1900-12-31T23:59:59 | Submitted:Submitted for Approval | Component | nbl_WashBasin_Semi-Countertop:550x500x200:402459 | Level: Ground Floor | n/a | n/a | Other | n/a | n/a
SerialNumber | n/a | 1900-12-31T23:59:59 | Submitted:Submitted for Approval | Component | nbl_WashBasin_Semi-Countertop:550x500x200:402459 |  | n/a | n/a | Other | n/a | n/a
TagNumber | n/a | 1900-12-31T23:59:59 | Submitted:Submitted for Approval | Component | nbl_WashBasin_Semi-Countertop:550x500x200:402459 |  | n/a | n/a | Other | n/a | n/a
WarrantyStartDate | n/a | 1900-12-31T23:59:59 | Submitted:Submitted for Approval | Component | nbl_WashBasin_Semi-Countertop:550x500x200:402459 |  | n/a | n/a | Other | n/a | n/a
Phase Created | n/a | 1900-12-31T23:59:59 | Submitted:Submitted for Approval | Component | nbl_WashBasin_Semi-Countertop:550x500x200:402459 | New Construction | n/a | n/a | Phasing | n/a | n/a
SanitarywareSet | n/a | 1900-12-31T23:59:59 | Submitted:Submitted for Approval | Component | nbl_WashBasin_Semi-Countertop:550x500x200:402459 |  | n/a | n/a | Text | n/a | n/a
Automatically Embed | n/a | 1900-12-31T23:59:59 | Submitted:Submitted for Approval | Type | Curtain Wall:Curtain Wall 1 | n/a | n/a | n/a | Construction | n/a | n/a | n/a
Function | n/a | 1900-12-31T23:59:59 | Submitted:Submitted for Approval | Type | Curtain Wall:Curtain Wall 1 | Exterior | n/a | n/a | Construction | n/a | n/a
Join Condition | n/a | 1900-12-31T23:59:59 | Submitted:Submitted for Approval | Type | Curtain Wall:Curtain Wall 1 | Not Defined | n/a | n/a | Construction | n/a | n/a
Adjust for Mullion Size | n/a | 1900-12-31T23:59:59 | Submitted:Submitted for Approval | Type | Curtain Wall:Curtain Wall 1 | n/a | n/a | n/a | Horizontal Grid | n/a | n/a | n/a
Layout | n/a | 1900-12-31T23:59:59 | Submitted:Submitted for Approval | Type | Curtain Wall:Curtain Wall 1 | None | n/a | n/a | Horizontal Grid | n/a | n/a
Assembly Code | n/a | 1900-12-31T23:59:59 | Submitted:Submitted for Approval | Type | Curtain Wall:Curtain Wall 1 |  | n/a | n/a | Identity Data | n/a | n/a
Assembly Description | n/a | 1900-12-31T23:59:59 | Submitted:Submitted for Approval | Type | Curtain Wall:Curtain Wall 1 |  | n/a | n/a | Identity Data | n/a | n/a
Adjust for Mullion Size | n/a | 1900-12-31T23:59:59 | Submitted:Submitted for Approval | Type | Curtain Wall:Curtain Wall 1 | n/a | n/a | n/a | Vertical Grid | n/a | n/a | n/a
Layout | n/a | 1900-12-31T23:59:59 | Submitted:Submitted for Approval | Type | Curtain Wall:Curtain Wall 1 | None | n/a | n/a | Vertical Grid | n/a | n/a
Reference | n/a | 1900-12-31T23:59:59 | Submitted:Submitted for Approval | Component | Curtain Wall:Curtain Wall 1:409072 | Curtain Wall 1 | n/a | n/a | Pset_CurtainWallCommon | n/a | n/a
IsExternal | n/a | 1900-12-31T23:59:59 | Submitted:Submitted for Approval | Component | Curtain Wall:Curtain Wall 1:409072 | TRUE | n/a | n/a | Pset_CurtainWallCommon | n/a | n/a | n/a
Base Constraint | n/a | 1900-12-31T23:59:59 | Submitted:Submitted for Approval | Component | Curtain Wall:Curtain Wall 1:409072 | Level: Lower Roof - Slab Level | n/a | n/a | Constraints | n/a | n/a
Base is Attached | n/a | 1900-12-31T23:59:59 | Submitted:Submitted for Approval | Component | Curtain Wall:Curtain Wall 1:409072 | n/a | n/a | n/a | Constraints | n/a | n/a | n/a
Base Offset | n/a | 1900-12-31T23:59:59 | Submitted:Submitted for Approval | Component | Curtain Wall:Curtain Wall 1:409072 | 0 | n/a | n/a | Constraints | n/a | n/a | n/a
Related to Mass | n/a | 1900-12-31T23:59:59 | Submitted:Submitted for Approval | Component | Curtain Wall:Curtain Wall 1:409072 | n/a | n/a | n/a | Constraints | n/a | n/a | n/a
Room Bounding | n/a | 1900-12-31T23:59:59 | Submitted:Submitted for Approval | Component | Curtain Wall:Curtain Wall 1:409072 | TRUE | n/a | n/a | Constraints | n/a | n/a | n/a
Top is Attached | n/a | 1900-12-31T23:59:59 | Submitted:Submitted for Approval | Component | Curtain Wall:Curtain Wall 1:409072 | n/a | n/a | n/a | Constraints | n/a | n/a | n/a
Top Offset | n/a | 1900-12-31T23:59:59 | Submitted:Submitted for Approval | Component | Curtain Wall:Curtain Wall 1:409072 | 0 | n/a | n/a | Constraints | n/a | n/a | n/a
Unconnected Height | n/a | 1900-12-31T23:59:59 | Submitted:Submitted for Approval | Component | Curtain Wall:Curtain Wall 1:409072 | 4000 | n/a | n/a | Constraints | n/a | n/a | n/a
Area | n/a | 1900-12-31T23:59:59 | Submitted:Submitted for Approval | Component | Curtain Wall:Curtain Wall 1:409072 | 3.8962 | n/a | n/a | Dimensions | n/a | n/a | n/a
Length | n/a | 1900-12-31T23:59:59 | Submitted:Submitted for Approval | Component | Curtain Wall:Curtain Wall 1:409072 | 12900 | n/a | n/a | Dimensions | n/a | n/a | n/a
Angle | n/a | 1900-12-31T23:59:59 | Submitted:Submitted for Approval | Component | Curtain Wall:Curtain Wall 1:409072 | 0 | n/a | n/a | Horizontal Grid | n/a | n/a | n/a
Justification | n/a | 1900-12-31T23:59:59 | Submitted:Submitted for Approval | Component | Curtain Wall:Curtain Wall 1:409072 | Beginning | n/a | n/a | Horizontal Grid | n/a | n/a
Number | n/a | 1900-12-31T23:59:59 | Submitted:Submitted for Approval | Component | Curtain Wall:Curtain Wall 1:409072 | 4 | n/a | n/a | Horizontal Grid | n/a | n/a | n/a
Offset | n/a | 1900-12-31T23:59:59 | Submitted:Submitted for Approval | Component | Curtain Wall:Curtain Wall 1:409072 | 0 | n/a | n/a | Horizontal Grid | n/a | n/a | n/a
Phase Created | n/a | 1900-12-31T23:59:59 | Submitted:Submitted for Approval | Component | Curtain Wall:Curtain Wall 1:409072 | New Construction | n/a | n/a | Phasing | n/a | n/a
Enable Analytical Model | n/a | 1900-12-31T23:59:59 | Submitted:Submitted for Approval | Component | Curtain Wall:Curtain Wall 1:409072 | n/a | n/a | n/a | Structural | n/a | n/a | n/a
Structural | n/a | 1900-12-31T23:59:59 | Submitted:Submitted for Approval | Component | Curtain Wall:Curtain Wall 1:409072 | n/a | n/a | n/a | Structural | n/a | n/a | n/a
Structural Usage | n/a | 1900-12-31T23:59:59 | Submitted:Submitted for Approval | Component | Curtain Wall:Curtain Wall 1:409072 | Non-bearing | n/a | n/a | Structural | n/a | n/a
Angle | n/a | 1900-12-31T23:59:59 | Submitted:Submitted for Approval | Component | Curtain Wall:Curtain Wall 1:409072 | 0 | n/a | n/a | Vertical Grid | n/a | n/a | n/a
Justification | n/a | 1900-12-31T23:59:59 | Submitted:Submitted for Approval | Component | Curtain Wall:Curtain Wall 1:409072 | Beginning | n/a | n/a | Vertical Grid | n/a | n/a
Number | n/a | 1900-12-31T23:59:59 | Submitted:Submitted for Approval | Component | Curtain Wall:Curtain Wall 1:409072 | 4 | n/a | n/a | Vertical Grid | n/a | n/a | n/a
Offset | n/a | 1900-12-31T23:59:59 | Submitted:Submitted for Approval | Component | Curtain Wall:Curtain Wall 1:409072 | 0 | n/a | n/a | Vertical Grid | n/a | n/a | n/a
Reference | n/a | 1900-12-31T23:59:59 | Submitted:Submitted for Approval | Component | Curtain Wall:Curtain Wall 1:409118 | Curtain Wall 1 | n/a | n/a | Pset_CurtainWallCommon | n/a | n/a
IsExternal | n/a | 1900-12-31T23:59:59 | Submitted:Submitted for Approval | Component | Curtain Wall:Curtain Wall 1:409118 | TRUE | n/a | n/a | Pset_CurtainWallCommon | n/a | n/a | n/a
Base Constraint | n/a | 1900-12-31T23:59:59 | Submitted:Submitted for Approval | Component | Curtain Wall:Curtain Wall 1:409118 | Level: Lower Roof - Slab Level | n/a | n/a | Constraints | n/a | n/a
Base is Attached | n/a | 1900-12-31T23:59:59 | Submitted:Submitted for Approval | Component | Curtain Wall:Curtain Wall 1:409118 | n/a | n/a | n/a | Constraints | n/a | n/a | n/a
Base Offset | n/a | 1900-12-31T23:59:59 | Submitted:Submitted for Approval | Component | Curtain Wall:Curtain Wall 1:409118 | 0 | n/a | n/a | Constraints | n/a | n/a | n/a
Related to Mass | n/a | 1900-12-31T23:59:59 | Submitted:Submitted for Approval | Component | Curtain Wall:Curtain Wall 1:409118 | n/a | n/a | n/a | Constraints | n/a | n/a | n/a
Room Bounding | n/a | 1900-12-31T23:59:59 | Submitted:Submitted for Approval | Component | Curtain Wall:Curtain Wall 1:409118 | TRUE | n/a | n/a | Constraints | n/a | n/a | n/a
Top is Attached | n/a | 1900-12-31T23:59:59 | Submitted:Submitted for Approval | Component | Curtain Wall:Curtain Wall 1:409118 | n/a | n/a | n/a | Constraints | n/a | n/a | n/a
Top Offset | n/a | 1900-12-31T23:59:59 | Submitted:Submitted for Approval | Component | Curtain Wall:Curtain Wall 1:409118 | 0 | n/a | n/a | Constraints | n/a | n/a | n/a
Unconnected Height | n/a | 1900-12-31T23:59:59 | Submitted:Submitted for Approval | Component | Curtain Wall:Curtain Wall 1:409118 | 4000 | n/a | n/a | Constraints | n/a | n/a | n/a
Area | n/a | 1900-12-31T23:59:59 | Submitted:Submitted for Approval | Component | Curtain Wall:Curtain Wall 1:409118 | 3.8962 | n/a | n/a | Dimensions | n/a | n/a | n/a
Length | n/a | 1900-12-31T23:59:59 | Submitted:Submitted for Approval | Component | Curtain Wall:Curtain Wall 1:409118 | 12900 | n/a | n/a | Dimensions | n/a | n/a | n/a
Angle | n/a | 1900-12-31T23:59:59 | Submitted:Submitted for Approval | Component | Curtain Wall:Curtain Wall 1:409118 | 0 | n/a | n/a | Horizontal Grid | n/a | n/a | n/a
Justification | n/a | 1900-12-31T23:59:59 | Submitted:Submitted for Approval | Component | Curtain Wall:Curtain Wall 1:409118 | Beginning | n/a | n/a | Horizontal Grid | n/a | n/a
Number | n/a | 1900-12-31T23:59:59 | Submitted:Submitted for Approval | Component | Curtain Wall:Curtain Wall 1:409118 | 4 | n/a | n/a | Horizontal Grid | n/a | n/a | n/a
Offset | n/a | 1900-12-31T23:59:59 | Submitted:Submitted for Approval | Component | Curtain Wall:Curtain Wall 1:409118 | 0 | n/a | n/a | Horizontal Grid | n/a | n/a | n/a
Phase Created | n/a | 1900-12-31T23:59:59 | Submitted:Submitted for Approval | Component | Curtain Wall:Curtain Wall 1:409118 | New Construction | n/a | n/a | Phasing | n/a | n/a
Enable Analytical Model | n/a | 1900-12-31T23:59:59 | Submitted:Submitted for Approval | Component | Curtain Wall:Curtain Wall 1:409118 | n/a | n/a | n/a | Structural | n/a | n/a | n/a
Structural | n/a | 1900-12-31T23:59:59 | Submitted:Submitted for Approval | Component | Curtain Wall:Curtain Wall 1:409118 | n/a | n/a | n/a | Structural | n/a | n/a | n/a
Structural Usage | n/a | 1900-12-31T23:59:59 | Submitted:Submitted for Approval | Component | Curtain Wall:Curtain Wall 1:409118 | Non-bearing | n/a | n/a | Structural | n/a | n/a
Angle | n/a | 1900-12-31T23:59:59 | Submitted:Submitted for Approval | Component | Curtain Wall:Curtain Wall 1:409118 | 0 | n/a | n/a | Vertical Grid | n/a | n/a | n/a
Justification | n/a | 1900-12-31T23:59:59 | Submitted:Submitted for Approval | Component | Curtain Wall:Curtain Wall 1:409118 | Beginning | n/a | n/a | Vertical Grid | n/a | n/a
Number | n/a | 1900-12-31T23:59:59 | Submitted:Submitted for Approval | Component | Curtain Wall:Curtain Wall 1:409118 | 4 | n/a | n/a | Vertical Grid | n/a | n/a | n/a
Offset | n/a | 1900-12-31T23:59:59 | Submitted:Submitted for Approval | Component | Curtain Wall:Curtain Wall 1:409118 | 0 | n/a | n/a | Vertical Grid | n/a | n/a | n/a
Reference | n/a | 1900-12-31T23:59:59 | Submitted:Submitted for Approval | Component | Curtain Wall:Curtain Wall 1:409164 | Curtain Wall 1 | n/a | n/a | Pset_CurtainWallCommon | n/a | n/a
IsExternal | n/a | 1900-12-31T23:59:59 | Submitted:Submitted for Approval | Component | Curtain Wall:Curtain Wall 1:409164 | TRUE | n/a | n/a | Pset_CurtainWallCommon | n/a | n/a | n/a
Base Constraint | n/a | 1900-12-31T23:59:59 | Submitted:Submitted for Approval | Component | Curtain Wall:Curtain Wall 1:409164 | Level: Lower Roof - Slab Level | n/a | n/a | Constraints | n/a | n/a
Base is Attached | n/a | 1900-12-31T23:59:59 | Submitted:Submitted for Approval | Component | Curtain Wall:Curtain Wall 1:409164 | n/a | n/a | n/a | Constraints | n/a | n/a | n/a
Base Offset | n/a | 1900-12-31T23:59:59 | Submitted:Submitted for Approval | Component | Curtain Wall:Curtain Wall 1:409164 | 0 | n/a | n/a | Constraints | n/a | n/a | n/a
Related to Mass | n/a | 1900-12-31T23:59:59 | Submitted:Submitted for Approval | Component | Curtain Wall:Curtain Wall 1:409164 | n/a | n/a | n/a | Constraints | n/a | n/a | n/a
Room Bounding | n/a | 1900-12-31T23:59:59 | Submitted:Submitted for Approval | Component | Curtain Wall:Curtain Wall 1:409164 | TRUE | n/a | n/a | Constraints | n/a | n/a | n/a
Top is Attached | n/a | 1900-12-31T23:59:59 | Submitted:Submitted for Approval | Component | Curtain Wall:Curtain Wall 1:409164 | n/a | n/a | n/a | Constraints | n/a | n/a | n/a
Top Offset | n/a | 1900-12-31T23:59:59 | Submitted:Submitted for Approval | Component | Curtain Wall:Curtain Wall 1:409164 | 0 | n/a | n/a | Constraints | n/a | n/a | n/a
Unconnected Height | n/a | 1900-12-31T23:59:59 | Submitted:Submitted for Approval | Component | Curtain Wall:Curtain Wall 1:409164 | 4000 | n/a | n/a | Constraints | n/a | n/a | n/a
Area | n/a | 1900-12-31T23:59:59 | Submitted:Submitted for Approval | Component | Curtain Wall:Curtain Wall 1:409164 | 3.8962 | n/a | n/a | Dimensions | n/a | n/a | n/a
Length | n/a | 1900-12-31T23:59:59 | Submitted:Submitted for Approval | Component | Curtain Wall:Curtain Wall 1:409164 | 12900 | n/a | n/a | Dimensions | n/a | n/a | n/a
Angle | n/a | 1900-12-31T23:59:59 | Submitted:Submitted for Approval | Component | Curtain Wall:Curtain Wall 1:409164 | 0 | n/a | n/a | Horizontal Grid | n/a | n/a | n/a
Justification | n/a | 1900-12-31T23:59:59 | Submitted:Submitted for Approval | Component | Curtain Wall:Curtain Wall 1:409164 | Beginning | n/a | n/a | Horizontal Grid | n/a | n/a
Number | n/a | 1900-12-31T23:59:59 | Submitted:Submitted for Approval | Component | Curtain Wall:Curtain Wall 1:409164 | 4 | n/a | n/a | Horizontal Grid | n/a | n/a | n/a
Offset | n/a | 1900-12-31T23:59:59 | Submitted:Submitted for Approval | Component | Curtain Wall:Curtain Wall 1:409164 | 0 | n/a | n/a | Horizontal Grid | n/a | n/a | n/a
Phase Created | n/a | 1900-12-31T23:59:59 | Submitted:Submitted for Approval | Component | Curtain Wall:Curtain Wall 1:409164 | New Construction | n/a | n/a | Phasing | n/a | n/a
Enable Analytical Model | n/a | 1900-12-31T23:59:59 | Submitted:Submitted for Approval | Component | Curtain Wall:Curtain Wall 1:409164 | n/a | n/a | n/a | Structural | n/a | n/a | n/a
Structural | n/a | 1900-12-31T23:59:59 | Submitted:Submitted for Approval | Component | Curtain Wall:Curtain Wall 1:409164 | n/a | n/a | n/a | Structural | n/a | n/a | n/a
Structural Usage | n/a | 1900-12-31T23:59:59 | Submitted:Submitted for Approval | Component | Curtain Wall:Curtain Wall 1:409164 | Non-bearing | n/a | n/a | Structural | n/a | n/a
Angle | n/a | 1900-12-31T23:59:59 | Submitted:Submitted for Approval | Component | Curtain Wall:Curtain Wall 1:409164 | 0 | n/a | n/a | Vertical Grid | n/a | n/a | n/a
Justification | n/a | 1900-12-31T23:59:59 | Submitted:Submitted for Approval | Component | Curtain Wall:Curtain Wall 1:409164 | Beginning | n/a | n/a | Vertical Grid | n/a | n/a
Number | n/a | 1900-12-31T23:59:59 | Submitted:Submitted for Approval | Component | Curtain Wall:Curtain Wall 1:409164 | 4 | n/a | n/a | Vertical Grid | n/a | n/a | n/a
Offset | n/a | 1900-12-31T23:59:59 | Submitted:Submitted for Approval | Component | Curtain Wall:Curtain Wall 1:409164 | 0 | n/a | n/a | Vertical Grid | n/a | n/a | n/a
Reference | n/a | 1900-12-31T23:59:59 | Submitted:Submitted for Approval | Component | Curtain Wall:Curtain Wall 1:409182 | Curtain Wall 1 | n/a | n/a | Pset_CurtainWallCommon | n/a | n/a
IsExternal | n/a | 1900-12-31T23:59:59 | Submitted:Submitted for Approval | Component | Curtain Wall:Curtain Wall 1:409182 | TRUE | n/a | n/a | Pset_CurtainWallCommon | n/a | n/a | n/a
Base Constraint | n/a | 1900-12-31T23:59:59 | Submitted:Submitted for Approval | Component | Curtain Wall:Curtain Wall 1:409182 | Level: Lower Roof - Slab Level | n/a | n/a | Constraints | n/a | n/a
Base is Attached | n/a | 1900-12-31T23:59:59 | Submitted:Submitted for Approval | Component | Curtain Wall:Curtain Wall 1:409182 | n/a | n/a | n/a | Constraints | n/a | n/a | n/a
Base Offset | n/a | 1900-12-31T23:59:59 | Submitted:Submitted for Approval | Component | Curtain Wall:Curtain Wall 1:409182 | 0 | n/a | n/a | Constraints | n/a | n/a | n/a
Related to Mass | n/a | 1900-12-31T23:59:59 | Submitted:Submitted for Approval | Component | Curtain Wall:Curtain Wall 1:409182 | n/a | n/a | n/a | Constraints | n/a | n/a | n/a
Room Bounding | n/a | 1900-12-31T23:59:59 | Submitted:Submitted for Approval | Component | Curtain Wall:Curtain Wall 1:409182 | TRUE | n/a | n/a | Constraints | n/a | n/a | n/a
Top is Attached | n/a | 1900-12-31T23:59:59 | Submitted:Submitted for Approval | Component | Curtain Wall:Curtain Wall 1:409182 | n/a | n/a | n/a | Constraints | n/a | n/a | n/a
Top Offset | n/a | 1900-12-31T23:59:59 | Submitted:Submitted for Approval | Component | Curtain Wall:Curtain Wall 1:409182 | 0 | n/a | n/a | Constraints | n/a | n/a | n/a
Unconnected Height | n/a | 1900-12-31T23:59:59 | Submitted:Submitted for Approval | Component | Curtain Wall:Curtain Wall 1:409182 | 4000 | n/a | n/a | Constraints | n/a | n/a | n/a
Area | n/a | 1900-12-31T23:59:59 | Submitted:Submitted for Approval | Component | Curtain Wall:Curtain Wall 1:409182 | 3.8962 | n/a | n/a | Dimensions | n/a | n/a | n/a
Length | n/a | 1900-12-31T23:59:59 | Submitted:Submitted for Approval | Component | Curtain Wall:Curtain Wall 1:409182 | 12900 | n/a | n/a | Dimensions | n/a | n/a | n/a
Angle | n/a | 1900-12-31T23:59:59 | Submitted:Submitted for Approval | Component | Curtain Wall:Curtain Wall 1:409182 | 0 | n/a | n/a | Horizontal Grid | n/a | n/a | n/a
Justification | n/a | 1900-12-31T23:59:59 | Submitted:Submitted for Approval | Component | Curtain Wall:Curtain Wall 1:409182 | Beginning | n/a | n/a | Horizontal Grid | n/a | n/a
Number | n/a | 1900-12-31T23:59:59 | Submitted:Submitted for Approval | Component | Curtain Wall:Curtain Wall 1:409182 | 4 | n/a | n/a | Horizontal Grid | n/a | n/a | n/a
Offset | n/a | 1900-12-31T23:59:59 | Submitted:Submitted for Approval | Component | Curtain Wall:Curtain Wall 1:409182 | 0 | n/a | n/a | Horizontal Grid | n/a | n/a | n/a
Phase Created | n/a | 1900-12-31T23:59:59 | Submitted:Submitted for Approval | Component | Curtain Wall:Curtain Wall 1:409182 | New Construction | n/a | n/a | Phasing | n/a | n/a
Enable Analytical Model | n/a | 1900-12-31T23:59:59 | Submitted:Submitted for Approval | Component | Curtain Wall:Curtain Wall 1:409182 | n/a | n/a | n/a | Structural | n/a | n/a | n/a
Structural | n/a | 1900-12-31T23:59:59 | Submitted:Submitted for Approval | Component | Curtain Wall:Curtain Wall 1:409182 | n/a | n/a | n/a | Structural | n/a | n/a | n/a
Structural Usage | n/a | 1900-12-31T23:59:59 | Submitted:Submitted for Approval | Component | Curtain Wall:Curtain Wall 1:409182 | Non-bearing | n/a | n/a | Structural | n/a | n/a
Angle | n/a | 1900-12-31T23:59:59 | Submitted:Submitted for Approval | Component | Curtain Wall:Curtain Wall 1:409182 | 0 | n/a | n/a | Vertical Grid | n/a | n/a | n/a
Justification | n/a | 1900-12-31T23:59:59 | Submitted:Submitted for Approval | Component | Curtain Wall:Curtain Wall 1:409182 | Beginning | n/a | n/a | Vertical Grid | n/a | n/a
Number | n/a | 1900-12-31T23:59:59 | Submitted:Submitted for Approval | Component | Curtain Wall:Curtain Wall 1:409182 | 4 | n/a | n/a | Vertical Grid | n/a | n/a | n/a
Offset | n/a | 1900-12-31T23:59:59 | Submitted:Submitted for Approval | Component | Curtain Wall:Curtain Wall 1:409182 | 0 | n/a | n/a | Vertical Grid | n/a | n/a | n/a
Absorptance | n/a | 1900-12-31T23:59:59 | Submitted:Submitted for Approval | Type | Basic Wall:nbl_Clad_CemBnddPbrd-MtlFrm-MmbPolyethWthrBarr-InsulFF_TYPE B | 0.1 | n/a | n/a | Analytical Properties | n/a | n/a | n/a
Roughness | n/a | 1900-12-31T23:59:59 | Submitted:Submitted for Approval | Type | Basic Wall:nbl_Clad_CemBnddPbrd-MtlFrm-MmbPolyethWthrBarr-InsulFF_TYPE B | 1 | n/a | n/a | Analytical Properties | n/a | n/a | n/a
Function | n/a | 1900-12-31T23:59:59 | Submitted:Submitted for Approval | Type | Basic Wall:nbl_Clad_CemBnddPbrd-MtlFrm-MmbPolyethWthrBarr-InsulFF_TYPE B | Exterior | n/a | n/a | Construction | n/a | n/a
Width | n/a | 1900-12-31T23:59:59 | Submitted:Submitted for Approval | Type | Basic Wall:nbl_Clad_CemBnddPbrd-MtlFrm-MmbPolyethWthrBarr-InsulFF_TYPE B | 175 | n/a | n/a | Construction | n/a | n/a | n/a
Wrapping at Ends | n/a | 1900-12-31T23:59:59 | Submitted:Submitted for Approval | Type | Basic Wall:nbl_Clad_CemBnddPbrd-MtlFrm-MmbPolyethWthrBarr-InsulFF_TYPE B | None | n/a | n/a | Construction | n/a | n/a
Wrapping at Inserts | n/a | 1900-12-31T23:59:59 | Submitted:Submitted for Approval | Type | Basic Wall:nbl_Clad_CemBnddPbrd-MtlFrm-MmbPolyethWthrBarr-InsulFF_TYPE B | Both | n/a | n/a | Construction | n/a | n/a
Coarse Scale Fill Color | n/a | 1900-12-31T23:59:59 | Submitted:Submitted for Approval | Type | Basic Wall:nbl_Clad_CemBnddPbrd-MtlFrm-MmbPolyethWthrBarr-InsulFF_TYPE B | 12632256 | n/a | n/a | Graphics | n/a | n/a | n/a
Coarse Scale Fill Pattern | n/a | 1900-12-31T23:59:59 | Submitted:Submitted for Approval | Type | Basic Wall:nbl_Clad_CemBnddPbrd-MtlFrm-MmbPolyethWthrBarr-InsulFF_TYPE B | Solid fill | n/a | n/a | Graphics | n/a | n/a
Assembly Code | n/a | 1900-12-31T23:59:59 | Submitted:Submitted for Approval | Type | Basic Wall:nbl_Clad_CemBnddPbrd-MtlFrm-MmbPolyethWthrBarr-InsulFF_TYPE B |  | n/a | n/a | Identity Data | n/a | n/a
Assembly Description | n/a | 1900-12-31T23:59:59 | Submitted:Submitted for Approval | Type | Basic Wall:nbl_Clad_CemBnddPbrd-MtlFrm-MmbPolyethWthrBarr-InsulFF_TYPE B |  | n/a | n/a | Identity Data | n/a | n/a
Description | n/a | 1900-12-31T23:59:59 | Submitted:Submitted for Approval | Type | Basic Wall:nbl_Clad_CemBnddPbrd-MtlFrm-MmbPolyethWthrBarr-InsulFF_TYPE B | Cement Bonded Particleboard Metal Framing Membrane Polyethylene Weather Barrier Mineral Wool Batts Aggregate | n/a | n/a | Identity Data | n/a | n/a
Help | n/a | 1900-12-31T23:59:59 | Submitted:Submitted for Approval | Type | Basic Wall:nbl_Clad_CemBnddPbrd-MtlFrm-MmbPolyethWthrBarr-InsulFF_TYPE B | http://www.nationalbimlibrary.com | n/a | n/a | Identity Data | n/a | n/a
IssueDate | n/a | 1900-12-31T23:59:59 | Submitted:Submitted for Approval | Type | Basic Wall:nbl_Clad_CemBnddPbrd-MtlFrm-MmbPolyethWthrBarr-InsulFF_TYPE B |  | n/a | n/a | Identity Data | n/a | n/a
NBSDescription | n/a | 1900-12-31T23:59:59 | Submitted:Submitted for Approval | Type | Basic Wall:nbl_Clad_CemBnddPbrd-MtlFrm-MmbPolyethWthrBarr-InsulFF_TYPE B | User to populate | n/a | n/a | Identity Data | n/a | n/a
NBSReference | n/a | 1900-12-31T23:59:59 | Submitted:Submitted for Approval | Type | Basic Wall:nbl_Clad_CemBnddPbrd-MtlFrm-MmbPolyethWthrBarr-InsulFF_TYPE B | User to populate | n/a | n/a | Identity Data | n/a | n/a
Version | n/a | 1900-12-31T23:59:59 | Submitted:Submitted for Approval | Type | Basic Wall:nbl_Clad_CemBnddPbrd-MtlFrm-MmbPolyethWthrBarr-InsulFF_TYPE B |  | n/a | n/a | Identity Data | n/a | n/a
Structural Material | n/a | 1900-12-31T23:59:59 | Submitted:Submitted for Approval | Type | Basic Wall:nbl_Clad_CemBnddPbrd-MtlFrm-MmbPolyethWthrBarr-InsulFF_TYPE B | nbl_MineralWoolBatts | n/a | n/a | Materials and Finishes | n/a | n/a
Colour | n/a | 1900-12-31T23:59:59 | Submitted:Submitted for Approval | Type | Basic Wall:nbl_Clad_CemBnddPbrd-MtlFrm-MmbPolyethWthrBarr-InsulFF_TYPE B | User to populate | n/a | n/a | Other | n/a | n/a
Constituents | n/a | 1900-12-31T23:59:59 | Submitted:Submitted for Approval | Type | Basic Wall:nbl_Clad_CemBnddPbrd-MtlFrm-MmbPolyethWthrBarr-InsulFF_TYPE B | User to populate | n/a | n/a | Other | n/a | n/a
Features | n/a | 1900-12-31T23:59:59 | Submitted:Submitted for Approval | Type | Basic Wall:nbl_Clad_CemBnddPbrd-MtlFrm-MmbPolyethWthrBarr-InsulFF_TYPE B | User to populate | n/a | n/a | Other | n/a | n/a
Finish | n/a | 1900-12-31T23:59:59 | Submitted:Submitted for Approval | Type | Basic Wall:nbl_Clad_CemBnddPbrd-MtlFrm-MmbPolyethWthrBarr-InsulFF_TYPE B | User to populate | n/a | n/a | Other | n/a | n/a
Grade | n/a | 1900-12-31T23:59:59 | Submitted:Submitted for Approval | Type | Basic Wall:nbl_Clad_CemBnddPbrd-MtlFrm-MmbPolyethWthrBarr-InsulFF_TYPE B | User to populate | n/a | n/a | Other | n/a | n/a
Material | n/a | 1900-12-31T23:59:59 | Submitted:Submitted for Approval | Type | Basic Wall:nbl_Clad_CemBnddPbrd-MtlFrm-MmbPolyethWthrBarr-InsulFF_TYPE B | User to populate | n/a | n/a | Other | n/a | n/a
NominalHeight | n/a | 1900-12-31T23:59:59 | Submitted:Submitted for Approval | Type | Basic Wall:nbl_Clad_CemBnddPbrd-MtlFrm-MmbPolyethWthrBarr-InsulFF_TYPE B | 0 | n/a | n/a | Other | n/a | n/a | n/a
NominalLength | n/a | 1900-12-31T23:59:59 | Submitted:Submitted for Approval | Type | Basic Wall:nbl_Clad_CemBnddPbrd-MtlFrm-MmbPolyethWthrBarr-InsulFF_TYPE B | 0 | n/a | n/a | Other | n/a | n/a | n/a
NominalWidth | n/a | 1900-12-31T23:59:59 | Submitted:Submitted for Approval | Type | Basic Wall:nbl_Clad_CemBnddPbrd-MtlFrm-MmbPolyethWthrBarr-InsulFF_TYPE B | 0 | n/a | n/a | Other | n/a | n/a | n/a
ProductionYear | n/a | 1900-12-31T23:59:59 | Submitted:Submitted for Approval | Type | Basic Wall:nbl_Clad_CemBnddPbrd-MtlFrm-MmbPolyethWthrBarr-InsulFF_TYPE B | User to populate | n/a | n/a | Other | n/a | n/a
ReplacementCost | n/a | 1900-12-31T23:59:59 | Submitted:Submitted for Approval | Type | Basic Wall:nbl_Clad_CemBnddPbrd-MtlFrm-MmbPolyethWthrBarr-InsulFF_TYPE B | User to populate | n/a | n/a | Other | n/a | n/a
ServiceLifeDuration | n/a | 1900-12-31T23:59:59 | Submitted:Submitted for Approval | Type | Basic Wall:nbl_Clad_CemBnddPbrd-MtlFrm-MmbPolyethWthrBarr-InsulFF_TYPE B | User to populate | n/a | n/a | Other | n/a | n/a
Shape | n/a | 1900-12-31T23:59:59 | Submitted:Submitted for Approval | Type | Basic Wall:nbl_Clad_CemBnddPbrd-MtlFrm-MmbPolyethWthrBarr-InsulFF_TYPE B | User to populate | n/a | n/a | Other | n/a | n/a
Size | n/a | 1900-12-31T23:59:59 | Submitted:Submitted for Approval | Type | Basic Wall:nbl_Clad_CemBnddPbrd-MtlFrm-MmbPolyethWthrBarr-InsulFF_TYPE B | User to populate | n/a | n/a | Other | n/a | n/a
WarrantyDescription | n/a | 1900-12-31T23:59:59 | Submitted:Submitted for Approval | Type | Basic Wall:nbl_Clad_CemBnddPbrd-MtlFrm-MmbPolyethWthrBarr-InsulFF_TYPE B | User to populate | n/a | n/a | Other | n/a | n/a
WarrantyDurationLabour | n/a | 1900-12-31T23:59:59 | Submitted:Submitted for Approval | Type | Basic Wall:nbl_Clad_CemBnddPbrd-MtlFrm-MmbPolyethWthrBarr-InsulFF_TYPE B | User to populate | n/a | n/a | Other | n/a | n/a
WarrantyDurationParts | n/a | 1900-12-31T23:59:59 | Submitted:Submitted for Approval | Type | Basic Wall:nbl_Clad_CemBnddPbrd-MtlFrm-MmbPolyethWthrBarr-InsulFF_TYPE B | User to populate | n/a | n/a | Other | n/a | n/a
WarrantyGuarantorLabour | n/a | 1900-12-31T23:59:59 | Submitted:Submitted for Approval | Type | Basic Wall:nbl_Clad_CemBnddPbrd-MtlFrm-MmbPolyethWthrBarr-InsulFF_TYPE B | User to populate | n/a | n/a | Other | n/a | n/a
WarrantyGuarantorParts | n/a | 1900-12-31T23:59:59 | Submitted:Submitted for Approval | Type | Basic Wall:nbl_Clad_CemBnddPbrd-MtlFrm-MmbPolyethWthrBarr-InsulFF_TYPE B | User to populate | n/a | n/a | Other | n/a | n/a
Base Constraint | n/a | 1900-12-31T23:59:59 | Submitted:Submitted for Approval | Component | Basic Wall:nbl_Clad_CemBnddPbrd-MtlFrm-MmbPolyethWthrBarr-InsulFF_TYPE B:415679 | Level: Lower Roof - Slab Level | n/a | n/a | Constraints | n/a | n/a
Base Extension Distance | n/a | 1900-12-31T23:59:59 | Submitted:Submitted for Approval | Component | Basic Wall:nbl_Clad_CemBnddPbrd-MtlFrm-MmbPolyethWthrBarr-InsulFF_TYPE B:415679 | -112.5 | n/a | n/a | Constraints | n/a | n/a | n/a
Base is Attached | n/a | 1900-12-31T23:59:59 | Submitted:Submitted for Approval | Component | Basic Wall:nbl_Clad_CemBnddPbrd-MtlFrm-MmbPolyethWthrBarr-InsulFF_TYPE B:415679 | n/a | n/a | n/a | Constraints | n/a | n/a | n/a
Base Offset | n/a | 1900-12-31T23:59:59 | Submitted:Submitted for Approval | Component | Basic Wall:nbl_Clad_CemBnddPbrd-MtlFrm-MmbPolyethWthrBarr-InsulFF_TYPE B:415679 | 0 | n/a | n/a | Constraints | n/a | n/a | n/a
Location Line | n/a | 1900-12-31T23:59:59 | Submitted:Submitted for Approval | Component | Basic Wall:nbl_Clad_CemBnddPbrd-MtlFrm-MmbPolyethWthrBarr-InsulFF_TYPE B:415679 | Wall Centerline | n/a | n/a | Constraints | n/a | n/a
Related to Mass | n/a | 1900-12-31T23:59:59 | Submitted:Submitted for Approval | Component | Basic Wall:nbl_Clad_CemBnddPbrd-MtlFrm-MmbPolyethWthrBarr-InsulFF_TYPE B:415679 | n/a | n/a | n/a | Constraints | n/a | n/a | n/a
Room Bounding | n/a | 1900-12-31T23:59:59 | Submitted:Submitted for Approval | Component | Basic Wall:nbl_Clad_CemBnddPbrd-MtlFrm-MmbPolyethWthrBarr-InsulFF_TYPE B:415679 | TRUE | n/a | n/a | Constraints | n/a | n/a | n/a
Top Constraint | n/a | 1900-12-31T23:59:59 | Submitted:Submitted for Approval | Component | Basic Wall:nbl_Clad_CemBnddPbrd-MtlFrm-MmbPolyethWthrBarr-InsulFF_TYPE B:415679 | Level: Roof Over Main Beams | n/a | n/a | Constraints | n/a | n/a
Top Extension Distance | n/a | 1900-12-31T23:59:59 | Submitted:Submitted for Approval | Component | Basic Wall:nbl_Clad_CemBnddPbrd-MtlFrm-MmbPolyethWthrBarr-InsulFF_TYPE B:415679 | 0 | n/a | n/a | Constraints | n/a | n/a | n/a
Top is Attached | n/a | 1900-12-31T23:59:59 | Submitted:Submitted for Approval | Component | Basic Wall:nbl_Clad_CemBnddPbrd-MtlFrm-MmbPolyethWthrBarr-InsulFF_TYPE B:415679 | n/a | n/a | n/a | Constraints | n/a | n/a | n/a
Top Offset | n/a | 1900-12-31T23:59:59 | Submitted:Submitted for Approval | Component | Basic Wall:nbl_Clad_CemBnddPbrd-MtlFrm-MmbPolyethWthrBarr-InsulFF_TYPE B:415679 | -19 | n/a | n/a | Constraints | n/a | n/a | n/a
Unconnected Height | n/a | 1900-12-31T23:59:59 | Submitted:Submitted for Approval | Component | Basic Wall:nbl_Clad_CemBnddPbrd-MtlFrm-MmbPolyethWthrBarr-InsulFF_TYPE B:415679 | 781 | n/a | n/a | Constraints | n/a | n/a | n/a
Area | n/a | 1900-12-31T23:59:59 | Submitted:Submitted for Approval | Component | Basic Wall:nbl_Clad_CemBnddPbrd-MtlFrm-MmbPolyethWthrBarr-InsulFF_TYPE B:415679 | 23.4722 | n/a | n/a | Dimensions | n/a | n/a | n/a
Length | n/a | 1900-12-31T23:59:59 | Submitted:Submitted for Approval | Component | Basic Wall:nbl_Clad_CemBnddPbrd-MtlFrm-MmbPolyethWthrBarr-InsulFF_TYPE B:415679 | 26470 | n/a | n/a | Dimensions | n/a | n/a | n/a
Volume | n/a | 1900-12-31T23:59:59 | Submitted:Submitted for Approval | Component | Basic Wall:nbl_Clad_CemBnddPbrd-MtlFrm-MmbPolyethWthrBarr-InsulFF_TYPE B:415679 | 3.6643 | n/a | n/a | Dimensions | n/a | n/a | n/a
Phase Created | n/a | 1900-12-31T23:59:59 | Submitted:Submitted for Approval | Component | Basic Wall:nbl_Clad_CemBnddPbrd-MtlFrm-MmbPolyethWthrBarr-InsulFF_TYPE B:415679 | New Construction | n/a | n/a | Phasing | n/a | n/a
Enable Analytical Model | n/a | 1900-12-31T23:59:59 | Submitted:Submitted for Approval | Component | Basic Wall:nbl_Clad_CemBnddPbrd-MtlFrm-MmbPolyethWthrBarr-InsulFF_TYPE B:415679 | n/a | n/a | n/a | Structural | n/a | n/a | n/a
Structural | n/a | 1900-12-31T23:59:59 | Submitted:Submitted for Approval | Component | Basic Wall:nbl_Clad_CemBnddPbrd-MtlFrm-MmbPolyethWthrBarr-InsulFF_TYPE B:415679 | n/a | n/a | n/a | Structural | n/a | n/a | n/a
Structural Usage | n/a | 1900-12-31T23:59:59 | Submitted:Submitted for Approval | Component | Basic Wall:nbl_Clad_CemBnddPbrd-MtlFrm-MmbPolyethWthrBarr-InsulFF_TYPE B:415679 | Non-bearing | n/a | n/a | Structural | n/a | n/a
Reference | n/a | 1900-12-31T23:59:59 | Submitted:Submitted for Approval | Component | Basic Wall:nbl_Clad_CemBnddPbrd-MtlFrm-MmbPolyethWthrBarr-InsulFF_TYPE B:415679 | nbl_Clad_CemBnddPbrd-MtlFrm-MmbPolyethWthrBarr-InsulFF_TYPE B | n/a | n/a | Pset_WallCommon | n/a | n/a
LoadBearing | n/a | 1900-12-31T23:59:59 | Submitted:Submitted for Approval | Component | Basic Wall:nbl_Clad_CemBnddPbrd-MtlFrm-MmbPolyethWthrBarr-InsulFF_TYPE B:415679 | n/a | n/a | n/a | Pset_WallCommon | n/a | n/a | n/a
ExtendToStructure | n/a | 1900-12-31T23:59:59 | Submitted:Submitted for Approval | Component | Basic Wall:nbl_Clad_CemBnddPbrd-MtlFrm-MmbPolyethWthrBarr-InsulFF_TYPE B:415679 | n/a | n/a | n/a | Pset_WallCommon | n/a | n/a | n/a
IsExternal | n/a | 1900-12-31T23:59:59 | Submitted:Submitted for Approval | Component | Basic Wall:nbl_Clad_CemBnddPbrd-MtlFrm-MmbPolyethWthrBarr-InsulFF_TYPE B:415679 | TRUE | n/a | n/a | Pset_WallCommon | n/a | n/a | n/a
ProductionYear | n/a | 1900-12-31T23:59:59 | Submitted:Submitted for Approval | Component | Basic Wall:nbl_Clad_CemBnddPbrd-MtlFrm-MmbPolyethWthrBarr-InsulFF_TYPE B:415679 | User to populate | n/a | n/a | Pset_ManufacturerTypeInformation | n/a | n/a
Base Constraint | n/a | 1900-12-31T23:59:59 | Submitted:Submitted for Approval | Component | Basic Wall:nbl_Clad_CemBnddPbrd-MtlFrm-MmbPolyethWthrBarr-InsulFF_TYPE B:492252 | Level: Lower Roof - Slab Level | n/a | n/a | Constraints | n/a | n/a
Base Extension Distance | n/a | 1900-12-31T23:59:59 | Submitted:Submitted for Approval | Component | Basic Wall:nbl_Clad_CemBnddPbrd-MtlFrm-MmbPolyethWthrBarr-InsulFF_TYPE B:492252 | -112.5 | n/a | n/a | Constraints | n/a | n/a | n/a
Base is Attached | n/a | 1900-12-31T23:59:59 | Submitted:Submitted for Approval | Component | Basic Wall:nbl_Clad_CemBnddPbrd-MtlFrm-MmbPolyethWthrBarr-InsulFF_TYPE B:492252 | n/a | n/a | n/a | Constraints | n/a | n/a | n/a
Base Offset | n/a | 1900-12-31T23:59:59 | Submitted:Submitted for Approval | Component | Basic Wall:nbl_Clad_CemBnddPbrd-MtlFrm-MmbPolyethWthrBarr-InsulFF_TYPE B:492252 | 0 | n/a | n/a | Constraints | n/a | n/a | n/a
Location Line | n/a | 1900-12-31T23:59:59 | Submitted:Submitted for Approval | Component | Basic Wall:nbl_Clad_CemBnddPbrd-MtlFrm-MmbPolyethWthrBarr-InsulFF_TYPE B:492252 | Wall Centerline | n/a | n/a | Constraints | n/a | n/a
Related to Mass | n/a | 1900-12-31T23:59:59 | Submitted:Submitted for Approval | Component | Basic Wall:nbl_Clad_CemBnddPbrd-MtlFrm-MmbPolyethWthrBarr-InsulFF_TYPE B:492252 | n/a | n/a | n/a | Constraints | n/a | n/a | n/a
Room Bounding | n/a | 1900-12-31T23:59:59 | Submitted:Submitted for Approval | Component | Basic Wall:nbl_Clad_CemBnddPbrd-MtlFrm-MmbPolyethWthrBarr-InsulFF_TYPE B:492252 | TRUE | n/a | n/a | Constraints | n/a | n/a | n/a
Top Constraint | n/a | 1900-12-31T23:59:59 | Submitted:Submitted for Approval | Component | Basic Wall:nbl_Clad_CemBnddPbrd-MtlFrm-MmbPolyethWthrBarr-InsulFF_TYPE B:492252 | Level: Roof Over Main Beams | n/a | n/a | Constraints | n/a | n/a
Top Extension Distance | n/a | 1900-12-31T23:59:59 | Submitted:Submitted for Approval | Component | Basic Wall:nbl_Clad_CemBnddPbrd-MtlFrm-MmbPolyethWthrBarr-InsulFF_TYPE B:492252 | 0 | n/a | n/a | Constraints | n/a | n/a | n/a
Top is Attached | n/a | 1900-12-31T23:59:59 | Submitted:Submitted for Approval | Component | Basic Wall:nbl_Clad_CemBnddPbrd-MtlFrm-MmbPolyethWthrBarr-InsulFF_TYPE B:492252 | n/a | n/a | n/a | Constraints | n/a | n/a | n/a
Top Offset | n/a | 1900-12-31T23:59:59 | Submitted:Submitted for Approval | Component | Basic Wall:nbl_Clad_CemBnddPbrd-MtlFrm-MmbPolyethWthrBarr-InsulFF_TYPE B:492252 | -670 | n/a | n/a | Constraints | n/a | n/a | n/a
Unconnected Height | n/a | 1900-12-31T23:59:59 | Submitted:Submitted for Approval | Component | Basic Wall:nbl_Clad_CemBnddPbrd-MtlFrm-MmbPolyethWthrBarr-InsulFF_TYPE B:492252 | 130 | n/a | n/a | Constraints | n/a | n/a | n/a
Area | n/a | 1900-12-31T23:59:59 | Submitted:Submitted for Approval | Component | Basic Wall:nbl_Clad_CemBnddPbrd-MtlFrm-MmbPolyethWthrBarr-InsulFF_TYPE B:492252 | 6.3705 | n/a | n/a | Dimensions | n/a | n/a | n/a
Length | n/a | 1900-12-31T23:59:59 | Submitted:Submitted for Approval | Component | Basic Wall:nbl_Clad_CemBnddPbrd-MtlFrm-MmbPolyethWthrBarr-InsulFF_TYPE B:492252 | 26470 | n/a | n/a | Dimensions | n/a | n/a | n/a
Volume | n/a | 1900-12-31T23:59:59 | Submitted:Submitted for Approval | Component | Basic Wall:nbl_Clad_CemBnddPbrd-MtlFrm-MmbPolyethWthrBarr-InsulFF_TYPE B:492252 | 0.67153 | n/a | n/a | Dimensions | n/a | n/a | n/a
Phase Created | n/a | 1900-12-31T23:59:59 | Submitted:Submitted for Approval | Component | Basic Wall:nbl_Clad_CemBnddPbrd-MtlFrm-MmbPolyethWthrBarr-InsulFF_TYPE B:492252 | New Construction | n/a | n/a | Phasing | n/a | n/a
Enable Analytical Model | n/a | 1900-12-31T23:59:59 | Submitted:Submitted for Approval | Component | Basic Wall:nbl_Clad_CemBnddPbrd-MtlFrm-MmbPolyethWthrBarr-InsulFF_TYPE B:492252 | n/a | n/a | n/a | Structural | n/a | n/a | n/a
Structural | n/a | 1900-12-31T23:59:59 | Submitted:Submitted for Approval | Component | Basic Wall:nbl_Clad_CemBnddPbrd-MtlFrm-MmbPolyethWthrBarr-InsulFF_TYPE B:492252 | n/a | n/a | n/a | Structural | n/a | n/a | n/a
Structural Usage | n/a | 1900-12-31T23:59:59 | Submitted:Submitted for Approval | Component | Basic Wall:nbl_Clad_CemBnddPbrd-MtlFrm-MmbPolyethWthrBarr-InsulFF_TYPE B:492252 | Non-bearing | n/a | n/a | Structural | n/a | n/a
Reference | n/a | 1900-12-31T23:59:59 | Submitted:Submitted for Approval | Component | Basic Wall:nbl_Clad_CemBnddPbrd-MtlFrm-MmbPolyethWthrBarr-InsulFF_TYPE B:492252 | nbl_Clad_CemBnddPbrd-MtlFrm-MmbPolyethWthrBarr-InsulFF_TYPE B | n/a | n/a | Pset_WallCommon | n/a | n/a
LoadBearing | n/a | 1900-12-31T23:59:59 | Submitted:Submitted for Approval | Component | Basic Wall:nbl_Clad_CemBnddPbrd-MtlFrm-MmbPolyethWthrBarr-InsulFF_TYPE B:492252 | n/a | n/a | n/a | Pset_WallCommon | n/a | n/a | n/a
ExtendToStructure | n/a | 1900-12-31T23:59:59 | Submitted:Submitted for Approval | Component | Basic Wall:nbl_Clad_CemBnddPbrd-MtlFrm-MmbPolyethWthrBarr-InsulFF_TYPE B:492252 | n/a | n/a | n/a | Pset_WallCommon | n/a | n/a | n/a
IsExternal | n/a | 1900-12-31T23:59:59 | Submitted:Submitted for Approval | Component | Basic Wall:nbl_Clad_CemBnddPbrd-MtlFrm-MmbPolyethWthrBarr-InsulFF_TYPE B:492252 | TRUE | n/a | n/a | Pset_WallCommon | n/a | n/a | n/a
ProductionYear | n/a | 1900-12-31T23:59:59 | Submitted:Submitted for Approval | Component | Basic Wall:nbl_Clad_CemBnddPbrd-MtlFrm-MmbPolyethWthrBarr-InsulFF_TYPE B:492252 | User to populate | n/a | n/a | Pset_ManufacturerTypeInformation | n/a | n/a
Analytic Construction | n/a | 1900-12-31T23:59:59 | Submitted:Submitted for Approval | Type | Window-Framed Opening | <None> | n/a | n/a | Analytical Properties | n/a | n/a
Wall Closure | n/a | 1900-12-31T23:59:59 | Submitted:Submitted for Approval | Type | Window-Framed Opening | By host | n/a | n/a | Construction | n/a | n/a
Height | n/a | 1900-12-31T23:59:59 | Submitted:Submitted for Approval | Type | Window-Framed Opening | 1100 | n/a | n/a | Dimensions | n/a | n/a | n/a
Width | n/a | 1900-12-31T23:59:59 | Submitted:Submitted for Approval | Type | Window-Framed Opening | 7720 | n/a | n/a | Dimensions | n/a | n/a | n/a
Assembly Code | n/a | 1900-12-31T23:59:59 | Submitted:Submitted for Approval | Type | Window-Framed Opening |  | n/a | n/a | Identity Data | n/a | n/a
Assembly Description | n/a | 1900-12-31T23:59:59 | Submitted:Submitted for Approval | Type | Window-Framed Opening |  | n/a | n/a | Identity Data | n/a | n/a
OmniClass Number | n/a | 1900-12-31T23:59:59 | Submitted:Submitted for Approval | Type | Window-Framed Opening | 23.30.20.00 | n/a | n/a | Identity Data | n/a | n/a
OmniClass Title | n/a | 1900-12-31T23:59:59 | Submitted:Submitted for Approval | Type | Window-Framed Opening | Windows | n/a | n/a | Identity Data | n/a | n/a
Type Mark | n/a | 1900-12-31T23:59:59 | Submitted:Submitted for Approval | Type | Window-Framed Opening | 5 | n/a | n/a | Identity Data | n/a | n/a
Default Sill Height | n/a | 1900-12-31T23:59:59 | Submitted:Submitted for Approval | Type | Window-Framed Opening | 800 | n/a | n/a | Other | n/a | n/a | n/a
TrimProjection | n/a | 1900-12-31T23:59:59 | Submitted:Submitted for Approval | Type | Window-Framed Opening | 25 | n/a | n/a | Other | n/a | n/a | n/a
Reference | n/a | 1900-12-31T23:59:59 | Submitted:Submitted for Approval | Component | Window-Framed Opening:Window-Framed Opening:443578 | Window-Framed Opening | n/a | n/a | Pset_WindowCommon | n/a | n/a
IsExternal | n/a | 1900-12-31T23:59:59 | Submitted:Submitted for Approval | Component | Window-Framed Opening:Window-Framed Opening:443578 | n/a | n/a | n/a | Pset_WindowCommon | n/a | n/a | n/a
Level | n/a | 1900-12-31T23:59:59 | Submitted:Submitted for Approval | Component | Window-Framed Opening:Window-Framed Opening:443578 | Level: Ground Floor | n/a | n/a | Constraints | n/a | n/a
Sill Height | n/a | 1900-12-31T23:59:59 | Submitted:Submitted for Approval | Component | Window-Framed Opening:Window-Framed Opening:443578 | 1100 | n/a | n/a | Constraints | n/a | n/a | n/a
Mark | n/a | 1900-12-31T23:59:59 | Submitted:Submitted for Approval | Component | Window-Framed Opening:Window-Framed Opening:443578 | 2 | n/a | n/a | Identity Data | n/a | n/a
Head Height | n/a | 1900-12-31T23:59:59 | Submitted:Submitted for Approval | Component | Window-Framed Opening:Window-Framed Opening:443578 | 2200 | n/a | n/a | Other | n/a | n/a | n/a
Phase Created | n/a | 1900-12-31T23:59:59 | Submitted:Submitted for Approval | Component | Window-Framed Opening:Window-Framed Opening:443578 | New Construction | n/a | n/a | Phasing | n/a | n/a
Analytic Construction | n/a | 1900-12-31T23:59:59 | Submitted:Submitted for Approval | Type | 1010X2100 | <None> | n/a | n/a | Analytical Properties | n/a | n/a
Construction Type | n/a | 1900-12-31T23:59:59 | Submitted:Submitted for Approval | Type | 1010X2100 |  | n/a | n/a | Construction | n/a | n/a
FrameType | n/a | 1900-12-31T23:59:59 | Submitted:Submitted for Approval | Type | 1010X2100 | nbl_DoorFrameRbtd: nbl_DoorFrameRbtd | n/a | n/a | Construction | n/a | n/a
Function | n/a | 1900-12-31T23:59:59 | Submitted:Submitted for Approval | Type | 1010X2100 | Interior | n/a | n/a | Construction | n/a | n/a
PlantedStopRequired | n/a | 1900-12-31T23:59:59 | Submitted:Submitted for Approval | Type | 1010X2100 | TRUE | n/a | n/a | Construction | n/a | n/a | n/a
ClearOpeningWidth | n/a | 1900-12-31T23:59:59 | Submitted:Submitted for Approval | Type | 1010X2100 | 906 | n/a | n/a | Dimensions | n/a | n/a | n/a
FrameSetback | n/a | 1900-12-31T23:59:59 | Submitted:Submitted for Approval | Type | 1010X2100 | 0 | n/a | n/a | Dimensions | n/a | n/a | n/a
FrameThickness | n/a | 1900-12-31T23:59:59 | Submitted:Submitted for Approval | Type | 1010X2100 | 32 | n/a | n/a | Dimensions | n/a | n/a | n/a
GlazingOffsetFromBottomOfLeaf | n/a | 1900-12-31T23:59:59 | Submitted:Submitted for Approval | Type | 1010X2100 | 406 | n/a | n/a | Dimensions | n/a | n/a | n/a
GlazingOffsetFromEdgeOfLeaf | n/a | 1900-12-31T23:59:59 | Submitted:Submitted for Approval | Type | 1010X2100 | 200 | n/a | n/a | Dimensions | n/a | n/a | n/a
GlazingPanel1Height | n/a | 1900-12-31T23:59:59 | Submitted:Submitted for Approval | Type | 1010X2100 | 1450 | n/a | n/a | Dimensions | n/a | n/a | n/a
GlazingPanelWidth | n/a | 1900-12-31T23:59:59 | Submitted:Submitted for Approval | Type | 1010X2100 | 200 | n/a | n/a | Dimensions | n/a | n/a | n/a
Height | n/a | 1900-12-31T23:59:59 | Submitted:Submitted for Approval | Type | 1010X2100 | 2100 | n/a | n/a | Dimensions | n/a | n/a | n/a
LeafHeight | n/a | 1900-12-31T23:59:59 | Submitted:Submitted for Approval | Type | 1010X2100 | 2050 | n/a | n/a | Dimensions | n/a | n/a | n/a
LeafThickness | n/a | 1900-12-31T23:59:59 | Submitted:Submitted for Approval | Type | 1010X2100 | 44 | n/a | n/a | Dimensions | n/a | n/a | n/a
MainLeafWidth | n/a | 1900-12-31T23:59:59 | Submitted:Submitted for Approval | Type | 1010X2100 | 926 | n/a | n/a | Dimensions | n/a | n/a | n/a
OpeningTolerance | n/a | 1900-12-31T23:59:59 | Submitted:Submitted for Approval | Type | 1010X2100 | 2 | n/a | n/a | Dimensions | n/a | n/a | n/a
PlantedStopWidthForCalc | n/a | 1900-12-31T23:59:59 | Submitted:Submitted for Approval | Type | 1010X2100 | 12 | n/a | n/a | Dimensions | n/a | n/a | n/a
Rough Height | n/a | 1900-12-31T23:59:59 | Submitted:Submitted for Approval | Type | 1010X2100 | 2100 | n/a | n/a | Dimensions | n/a | n/a | n/a
Rough Width | n/a | 1900-12-31T23:59:59 | Submitted:Submitted for Approval | Type | 1010X2100 | 1010 | n/a | n/a | Dimensions | n/a | n/a | n/a
StructuralOpeningHeight | n/a | 1900-12-31T23:59:59 | Submitted:Submitted for Approval | Type | 1010X2100 | 2100 | n/a | n/a | Dimensions | n/a | n/a | n/a
StructuralOpeningWidth | n/a | 1900-12-31T23:59:59 | Submitted:Submitted for Approval | Type | 1010X2100 | 1010 | n/a | n/a | Dimensions | n/a | n/a | n/a
StructuralTolerance | n/a | 1900-12-31T23:59:59 | Submitted:Submitted for Approval | Type | 1010X2100 | 8 | n/a | n/a | Dimensions | n/a | n/a | n/a
Thickness | n/a | 1900-12-31T23:59:59 | Submitted:Submitted for Approval | Type | 1010X2100 | 44 | n/a | n/a | Dimensions | n/a | n/a | n/a
Undercut | n/a | 1900-12-31T23:59:59 | Submitted:Submitted for Approval | Type | 1010X2100 | 8 | n/a | n/a | Dimensions | n/a | n/a | n/a
Width | n/a | 1900-12-31T23:59:59 | Submitted:Submitted for Approval | Type | 1010X2100 | 1010 | n/a | n/a | Dimensions | n/a | n/a | n/a
Assembly Code | n/a | 1900-12-31T23:59:59 | Submitted:Submitted for Approval | Type | 1010X2100 |  | n/a | n/a | Identity Data | n/a | n/a
Assembly Description | n/a | 1900-12-31T23:59:59 | Submitted:Submitted for Approval | Type | 1010X2100 |  | n/a | n/a | Identity Data | n/a | n/a
Configuration | n/a | 1900-12-31T23:59:59 | Submitted:Submitted for Approval | Type | 1010X2100 | Single | n/a | n/a | Identity Data | n/a | n/a
Description | n/a | 1900-12-31T23:59:59 | Submitted:Submitted for Approval | Type | 1010X2100 | Internal single door with 1 vision panel | n/a | n/a | Identity Data | n/a | n/a
FrameProfile | n/a | 1900-12-31T23:59:59 | Submitted:Submitted for Approval | Type | 1010X2100 |  | n/a | n/a | Identity Data | n/a | n/a
Help | n/a | 1900-12-31T23:59:59 | Submitted:Submitted for Approval | Type | 1010X2100 | www.nationalbimlibrary.com | n/a | n/a | Identity Data | n/a | n/a
IssueDate | n/a | 1900-12-31T23:59:59 | Submitted:Submitted for Approval | Type | 1010X2100 | 12/03/07 | n/a | n/a | Identity Data | n/a | n/a
Keynote | n/a | 1900-12-31T23:59:59 | Submitted:Submitted for Approval | Type | 1010X2100 | 25 50 20 110 | n/a | n/a | Identity Data | n/a | n/a
NBSDescription | n/a | 1900-12-31T23:59:59 | Submitted:Submitted for Approval | Type | 1010X2100 | Doorset system type E | n/a | n/a | Identity Data | n/a | n/a
NBSReference | n/a | 1900-12-31T23:59:59 | Submitted:Submitted for Approval | Type | 1010X2100 | 25-50-20/120E | n/a | n/a | Identity Data | n/a | n/a
OmniClass Number | n/a | 1900-12-31T23:59:59 | Submitted:Submitted for Approval | Type | 1010X2100 |  | n/a | n/a | Identity Data | n/a | n/a
OmniClass Title | n/a | 1900-12-31T23:59:59 | Submitted:Submitted for Approval | Type | 1010X2100 |  | n/a | n/a | Identity Data | n/a | n/a
Type Mark | n/a | 1900-12-31T23:59:59 | Submitted:Submitted for Approval | Type | 1010X2100 | 164 | n/a | n/a | Identity Data | n/a | n/a
Units | n/a | 1900-12-31T23:59:59 | Submitted:Submitted for Approval | Type | 1010X2100 | Metric | n/a | n/a | Identity Data | n/a | n/a
URL | n/a | 1900-12-31T23:59:59 | Submitted:Submitted for Approval | Type | 1010X2100 | www.nationalbimlibrary.com | n/a | n/a | Identity Data | n/a | n/a
Version | n/a | 1900-12-31T23:59:59 | Submitted:Submitted for Approval | Type | 1010X2100 | 1.0 | n/a | n/a | Identity Data | n/a | n/a
VisionPanelConfiguration | n/a | 1900-12-31T23:59:59 | Submitted:Submitted for Approval | Type | 1010X2100 | Single slot | n/a | n/a | Identity Data | n/a | n/a
ArchitraveMaterial | n/a | 1900-12-31T23:59:59 | Submitted:Submitted for Approval | Type | 1010X2100 | nbl_ConceptSolid | n/a | n/a | Materials and Finishes | n/a | n/a
Frame/MullionMaterial | n/a | 1900-12-31T23:59:59 | Submitted:Submitted for Approval | Type | 1010X2100 | nbl_ConceptSolid | n/a | n/a | Materials and Finishes | n/a | n/a
GlazingBeadMaterial | n/a | 1900-12-31T23:59:59 | Submitted:Submitted for Approval | Type | 1010X2100 | nbl_ConceptSolid | n/a | n/a | Materials and Finishes | n/a | n/a
GlazingPanelMaterial | n/a | 1900-12-31T23:59:59 | Submitted:Submitted for Approval | Type | 1010X2100 | nbl_ConceptGlass | n/a | n/a | Materials and Finishes | n/a | n/a
LeafMaterial | n/a | 1900-12-31T23:59:59 | Submitted:Submitted for Approval | Type | 1010X2100 | nbl_ConceptSolid | n/a | n/a | Materials and Finishes | n/a | n/a
Colour | n/a | 1900-12-31T23:59:59 | Submitted:Submitted for Approval | Type | 1010X2100 |  | n/a | n/a | Other | n/a | n/a
Constituents | n/a | 1900-12-31T23:59:59 | Submitted:Submitted for Approval | Type | 1010X2100 |  | n/a | n/a | Other | n/a | n/a
Features | n/a | 1900-12-31T23:59:59 | Submitted:Submitted for Approval | Type | 1010X2100 |  | n/a | n/a | Other | n/a | n/a
Finish | n/a | 1900-12-31T23:59:59 | Submitted:Submitted for Approval | Type | 1010X2100 |  | n/a | n/a | Other | n/a | n/a
Grade | n/a | 1900-12-31T23:59:59 | Submitted:Submitted for Approval | Type | 1010X2100 |  | n/a | n/a | Other | n/a | n/a
Material | n/a | 1900-12-31T23:59:59 | Submitted:Submitted for Approval | Type | 1010X2100 |  | n/a | n/a | Other | n/a | n/a
NominalHeight | n/a | 1900-12-31T23:59:59 | Submitted:Submitted for Approval | Type | 1010X2100 | 2100 | n/a | n/a | Other | n/a | n/a | n/a
NominalLength | n/a | 1900-12-31T23:59:59 | Submitted:Submitted for Approval | Type | 1010X2100 | 0 | n/a | n/a | Other | n/a | n/a | n/a
NominalWidth | n/a | 1900-12-31T23:59:59 | Submitted:Submitted for Approval | Type | 1010X2100 | 1010 | n/a | n/a | Other | n/a | n/a | n/a
ProductionYear | n/a | 1900-12-31T23:59:59 | Submitted:Submitted for Approval | Type | 1010X2100 |  | n/a | n/a | Other | n/a | n/a
ReplacementCost | n/a | 1900-12-31T23:59:59 | Submitted:Submitted for Approval | Type | 1010X2100 |  | n/a | n/a | Other | n/a | n/a
ServiceLifeDuration | n/a | 1900-12-31T23:59:59 | Submitted:Submitted for Approval | Type | 1010X2100 |  | n/a | n/a | Other | n/a | n/a
Shape | n/a | 1900-12-31T23:59:59 | Submitted:Submitted for Approval | Type | 1010X2100 |  | n/a | n/a | Other | n/a | n/a
Size | n/a | 1900-12-31T23:59:59 | Submitted:Submitted for Approval | Type | 1010X2100 |  | n/a | n/a | Other | n/a | n/a
WarrantyDescription | n/a | 1900-12-31T23:59:59 | Submitted:Submitted for Approval | Type | 1010X2100 |  | n/a | n/a | Other | n/a | n/a
WarrantyDurationLabour | n/a | 1900-12-31T23:59:59 | Submitted:Submitted for Approval | Type | 1010X2100 |  | n/a | n/a | Other | n/a | n/a
WarrantyDurationParts | n/a | 1900-12-31T23:59:59 | Submitted:Submitted for Approval | Type | 1010X2100 |  | n/a | n/a | Other | n/a | n/a
WarrantyGuarantorLabour | n/a | 1900-12-31T23:59:59 | Submitted:Submitted for Approval | Type | 1010X2100 |  | n/a | n/a | Other | n/a | n/a
WarrantyGuarantorParts | n/a | 1900-12-31T23:59:59 | Submitted:Submitted for Approval | Type | 1010X2100 |  | n/a | n/a | Other | n/a | n/a
Reference | n/a | 1900-12-31T23:59:59 | Submitted:Submitted for Approval | Component | nbl_Door_Int-Sgl-Vsn-Pnl-01:1010X2100:444701 | IS02 | n/a | n/a | Pset_DoorCommon | n/a | n/a
IsExternal | n/a | 1900-12-31T23:59:59 | Submitted:Submitted for Approval | Component | nbl_Door_Int-Sgl-Vsn-Pnl-01:1010X2100:444701 | n/a | n/a | n/a | Pset_DoorCommon | n/a | n/a | n/a
FireRating | n/a | 1900-12-31T23:59:59 | Submitted:Submitted for Approval | Component | nbl_Door_Int-Sgl-Vsn-Pnl-01:1010X2100:444701 |  | n/a | n/a | Pset_DoorCommon | n/a | n/a
ThermalTransmittance | n/a | 1900-12-31T23:59:59 | Submitted:Submitted for Approval | Component | nbl_Door_Int-Sgl-Vsn-Pnl-01:1010X2100:444701 | 0 | n/a | n/a | Pset_DoorCommon | n/a | n/a | n/a
AcousticRating | n/a | 1900-12-31T23:59:59 | Submitted:Submitted for Approval | Component | nbl_Door_Int-Sgl-Vsn-Pnl-01:1010X2100:444701 |  | n/a | n/a | Pset_DoorCommon | n/a | n/a
SecurityRating | n/a | 1900-12-31T23:59:59 | Submitted:Submitted for Approval | Component | nbl_Door_Int-Sgl-Vsn-Pnl-01:1010X2100:444701 |  | n/a | n/a | Pset_DoorCommon | n/a | n/a
SelfClosing | n/a | 1900-12-31T23:59:59 | Submitted:Submitted for Approval | Component | nbl_Door_Int-Sgl-Vsn-Pnl-01:1010X2100:444701 | n/a | n/a | n/a | Pset_DoorCommon | n/a | n/a | n/a
ProductionYear | n/a | 1900-12-31T23:59:59 | Submitted:Submitted for Approval | Component | nbl_Door_Int-Sgl-Vsn-Pnl-01:1010X2100:444701 |  | n/a | n/a | Pset_ManufacturerTypeInformation | n/a | n/a
Level | n/a | 1900-12-31T23:59:59 | Submitted:Submitted for Approval | Component | nbl_Door_Int-Sgl-Vsn-Pnl-01:1010X2100:444701 | Level: Ground Floor | n/a | n/a | Constraints | n/a | n/a
Sill Height | n/a | 1900-12-31T23:59:59 | Submitted:Submitted for Approval | Component | nbl_Door_Int-Sgl-Vsn-Pnl-01:1010X2100:444701 | 0 | n/a | n/a | Constraints | n/a | n/a | n/a
ArchitraveBackRequired | n/a | 1900-12-31T23:59:59 | Submitted:Submitted for Approval | Component | nbl_Door_Int-Sgl-Vsn-Pnl-01:1010X2100:444701 | TRUE | n/a | n/a | Construction | n/a | n/a | n/a
ArchitraveFrontRequired | n/a | 1900-12-31T23:59:59 | Submitted:Submitted for Approval | Component | nbl_Door_Int-Sgl-Vsn-Pnl-01:1010X2100:444701 | TRUE | n/a | n/a | Construction | n/a | n/a | n/a
DoubleAction | n/a | 1900-12-31T23:59:59 | Submitted:Submitted for Approval | Component | nbl_Door_Int-Sgl-Vsn-Pnl-01:1010X2100:444701 | TRUE | n/a | n/a | Construction | n/a | n/a | n/a
ExtensionLining | n/a | 1900-12-31T23:59:59 | Submitted:Submitted for Approval | Component | nbl_Door_Int-Sgl-Vsn-Pnl-01:1010X2100:444701 | n/a | n/a | n/a | Construction | n/a | n/a | n/a
SingleAction | n/a | 1900-12-31T23:59:59 | Submitted:Submitted for Approval | Component | nbl_Door_Int-Sgl-Vsn-Pnl-01:1010X2100:444701 | n/a | n/a | n/a | Construction | n/a | n/a | n/a
ArchitraveSetbackFromFrameFace | n/a | 1900-12-31T23:59:59 | Submitted:Submitted for Approval | Component | nbl_Door_Int-Sgl-Vsn-Pnl-01:1010X2100:444701 | 15 | n/a | n/a | Dimensions | n/a | n/a | n/a
ArchitraveThickness | n/a | 1900-12-31T23:59:59 | Submitted:Submitted for Approval | Component | nbl_Door_Int-Sgl-Vsn-Pnl-01:1010X2100:444701 | 45 | n/a | n/a | Dimensions | n/a | n/a | n/a
ArchitraveWidth | n/a | 1900-12-31T23:59:59 | Submitted:Submitted for Approval | Component | nbl_Door_Int-Sgl-Vsn-Pnl-01:1010X2100:444701 | 14 | n/a | n/a | Dimensions | n/a | n/a | n/a
FailSafeAngle | n/a | 1900-12-31T23:59:59 | Submitted:Submitted for Approval | Component | nbl_Door_Int-Sgl-Vsn-Pnl-01:1010X2100:444701 | 90 | n/a | n/a | Dimensions | n/a | n/a | n/a
FrameWidth | n/a | 1900-12-31T23:59:59 | Submitted:Submitted for Approval | Component | nbl_Door_Int-Sgl-Vsn-Pnl-01:1010X2100:444701 | 95 | n/a | n/a | Dimensions | n/a | n/a | n/a
LeafOffsetToFrame | n/a | 1900-12-31T23:59:59 | Submitted:Submitted for Approval | Component | nbl_Door_Int-Sgl-Vsn-Pnl-01:1010X2100:444701 | 0 | n/a | n/a | Dimensions | n/a | n/a | n/a
LeafSwingAngleGraphic | n/a | 1900-12-31T23:59:59 | Submitted:Submitted for Approval | Component | nbl_Door_Int-Sgl-Vsn-Pnl-01:1010X2100:444701 | 90 | n/a | n/a | Dimensions | n/a | n/a | n/a
RebateDepth | n/a | 1900-12-31T23:59:59 | Submitted:Submitted for Approval | Component | nbl_Door_Int-Sgl-Vsn-Pnl-01:1010X2100:444701 | 46 | n/a | n/a | Dimensions | n/a | n/a | n/a
WallThickness | n/a | 1900-12-31T23:59:59 | Submitted:Submitted for Approval | Component | nbl_Door_Int-Sgl-Vsn-Pnl-01:1010X2100:444701 | 95 | n/a | n/a | Dimensions | n/a | n/a | n/a
FireRating | n/a | 1900-12-31T23:59:59 | Submitted:Submitted for Approval | Component | nbl_Door_Int-Sgl-Vsn-Pnl-01:1010X2100:444701 |  | n/a | n/a | Fire Protection | n/a | n/a
AirTransferGrille | n/a | 1900-12-31T23:59:59 | Submitted:Submitted for Approval | Component | nbl_Door_Int-Sgl-Vsn-Pnl-01:1010X2100:444701 | n/a | n/a | n/a | Identity Data | n/a | n/a | n/a
AirTransferGrilleSize | n/a | 1900-12-31T23:59:59 | Submitted:Submitted for Approval | Component | nbl_Door_Int-Sgl-Vsn-Pnl-01:1010X2100:444701 |  | n/a | n/a | Identity Data | n/a | n/a
AntiFingerTrapRequirement | n/a | 1900-12-31T23:59:59 | Submitted:Submitted for Approval | Component | nbl_Door_Int-Sgl-Vsn-Pnl-01:1010X2100:444701 | n/a | n/a | n/a | Identity Data | n/a | n/a | n/a
BreakOutFacility | n/a | 1900-12-31T23:59:59 | Submitted:Submitted for Approval | Component | nbl_Door_Int-Sgl-Vsn-Pnl-01:1010X2100:444701 | n/a | n/a | n/a | Identity Data | n/a | n/a | n/a
ComponentNumber | n/a | 1900-12-31T23:59:59 | Submitted:Submitted for Approval | Component | nbl_Door_Int-Sgl-Vsn-Pnl-01:1010X2100:444701 |  | n/a | n/a | Identity Data | n/a | n/a
Decoration | n/a | 1900-12-31T23:59:59 | Submitted:Submitted for Approval | Component | nbl_Door_Int-Sgl-Vsn-Pnl-01:1010X2100:444701 |  | n/a | n/a | Identity Data | n/a | n/a
DoorNumber | n/a | 1900-12-31T23:59:59 | Submitted:Submitted for Approval | Component | nbl_Door_Int-Sgl-Vsn-Pnl-01:1010X2100:444701 | D19 | n/a | n/a | Identity Data | n/a | n/a
ElectronicLock | n/a | 1900-12-31T23:59:59 | Submitted:Submitted for Approval | Component | nbl_Door_Int-Sgl-Vsn-Pnl-01:1010X2100:444701 | n/a | n/a | n/a | Identity Data | n/a | n/a | n/a
FloorFinish | n/a | 1900-12-31T23:59:59 | Submitted:Submitted for Approval | Component | nbl_Door_Int-Sgl-Vsn-Pnl-01:1010X2100:444701 |  | n/a | n/a | Identity Data | n/a | n/a
FrameFinish | n/a | 1900-12-31T23:59:59 | Submitted:Submitted for Approval | Component | nbl_Door_Int-Sgl-Vsn-Pnl-01:1010X2100:444701 |  | n/a | n/a | Identity Data | n/a | n/a
FrameMaterial | n/a | 1900-12-31T23:59:59 | Submitted:Submitted for Approval | Component | nbl_Door_Int-Sgl-Vsn-Pnl-01:1010X2100:444701 |  | n/a | n/a | Identity Data | n/a | n/a
GlassThickness | n/a | 1900-12-31T23:59:59 | Submitted:Submitted for Approval | Component | nbl_Door_Int-Sgl-Vsn-Pnl-01:1010X2100:444701 |  | n/a | n/a | Identity Data | n/a | n/a
GlassType | n/a | 1900-12-31T23:59:59 | Submitted:Submitted for Approval | Component | nbl_Door_Int-Sgl-Vsn-Pnl-01:1010X2100:444701 |  | n/a | n/a | Identity Data | n/a | n/a
Handing | n/a | 1900-12-31T23:59:59 | Submitted:Submitted for Approval | Component | nbl_Door_Int-Sgl-Vsn-Pnl-01:1010X2100:444701 |  | n/a | n/a | Identity Data | n/a | n/a
HardwareSet | n/a | 1900-12-31T23:59:59 | Submitted:Submitted for Approval | Component | nbl_Door_Int-Sgl-Vsn-Pnl-01:1010X2100:444701 |  | n/a | n/a | Identity Data | n/a | n/a
HeadDetail | n/a | 1900-12-31T23:59:59 | Submitted:Submitted for Approval | Component | nbl_Door_Int-Sgl-Vsn-Pnl-01:1010X2100:444701 |  | n/a | n/a | Identity Data | n/a | n/a
HoldOpen | n/a | 1900-12-31T23:59:59 | Submitted:Submitted for Approval | Component | nbl_Door_Int-Sgl-Vsn-Pnl-01:1010X2100:444701 | n/a | n/a | n/a | Identity Data | n/a | n/a | n/a
JambDetail | n/a | 1900-12-31T23:59:59 | Submitted:Submitted for Approval | Component | nbl_Door_Int-Sgl-Vsn-Pnl-01:1010X2100:444701 |  | n/a | n/a | Identity Data | n/a | n/a
KeySuiting | n/a | 1900-12-31T23:59:59 | Submitted:Submitted for Approval | Component | nbl_Door_Int-Sgl-Vsn-Pnl-01:1010X2100:444701 |  | n/a | n/a | Identity Data | n/a | n/a
LeafEdgings | n/a | 1900-12-31T23:59:59 | Submitted:Submitted for Approval | Component | nbl_Door_Int-Sgl-Vsn-Pnl-01:1010X2100:444701 |  | n/a | n/a | Identity Data | n/a | n/a
LeafFacing | n/a | 1900-12-31T23:59:59 | Submitted:Submitted for Approval | Component | nbl_Door_Int-Sgl-Vsn-Pnl-01:1010X2100:444701 |  | n/a | n/a | Identity Data | n/a | n/a
LeafSwing | n/a | 1900-12-31T23:59:59 | Submitted:Submitted for Approval | Component | nbl_Door_Int-Sgl-Vsn-Pnl-01:1010X2100:444701 |  | n/a | n/a | Identity Data | n/a | n/a
Mark | n/a | 1900-12-31T23:59:59 | Submitted:Submitted for Approval | Component | nbl_Door_Int-Sgl-Vsn-Pnl-01:1010X2100:444701 | 19 | n/a | n/a | Identity Data | n/a | n/a
OpeningMechanism | n/a | 1900-12-31T23:59:59 | Submitted:Submitted for Approval | Component | nbl_Door_Int-Sgl-Vsn-Pnl-01:1010X2100:444701 | n/a | n/a | n/a | Identity Data | n/a | n/a | n/a
PoweredOperation | n/a | 1900-12-31T23:59:59 | Submitted:Submitted for Approval | Component | nbl_Door_Int-Sgl-Vsn-Pnl-01:1010X2100:444701 | n/a | n/a | n/a | Identity Data | n/a | n/a | n/a
SignageFire | n/a | 1900-12-31T23:59:59 | Submitted:Submitted for Approval | Component | nbl_Door_Int-Sgl-Vsn-Pnl-01:1010X2100:444701 |  | n/a | n/a | Identity Data | n/a | n/a
SignageSecurity | n/a | 1900-12-31T23:59:59 | Submitted:Submitted for Approval | Component | nbl_Door_Int-Sgl-Vsn-Pnl-01:1010X2100:444701 |  | n/a | n/a | Identity Data | n/a | n/a
SignageWayfinding | n/a | 1900-12-31T23:59:59 | Submitted:Submitted for Approval | Component | nbl_Door_Int-Sgl-Vsn-Pnl-01:1010X2100:444701 |  | n/a | n/a | Identity Data | n/a | n/a
AssetIdentifier | n/a | 1900-12-31T23:59:59 | Submitted:Submitted for Approval | Component | nbl_Door_Int-Sgl-Vsn-Pnl-01:1010X2100:444701 |  | n/a | n/a | Other | n/a | n/a
BarCode | n/a | 1900-12-31T23:59:59 | Submitted:Submitted for Approval | Component | nbl_Door_Int-Sgl-Vsn-Pnl-01:1010X2100:444701 |  | n/a | n/a | Other | n/a | n/a
Head Height | n/a | 1900-12-31T23:59:59 | Submitted:Submitted for Approval | Component | nbl_Door_Int-Sgl-Vsn-Pnl-01:1010X2100:444701 | 2100 | n/a | n/a | Other | n/a | n/a | n/a
InstallationDate | n/a | 1900-12-31T23:59:59 | Submitted:Submitted for Approval | Component | nbl_Door_Int-Sgl-Vsn-Pnl-01:1010X2100:444701 |  | n/a | n/a | Other | n/a | n/a
SerialNumber | n/a | 1900-12-31T23:59:59 | Submitted:Submitted for Approval | Component | nbl_Door_Int-Sgl-Vsn-Pnl-01:1010X2100:444701 |  | n/a | n/a | Other | n/a | n/a
TagNumber | n/a | 1900-12-31T23:59:59 | Submitted:Submitted for Approval | Component | nbl_Door_Int-Sgl-Vsn-Pnl-01:1010X2100:444701 |  | n/a | n/a | Other | n/a | n/a
WarrantyStartDate | n/a | 1900-12-31T23:59:59 | Submitted:Submitted for Approval | Component | nbl_Door_Int-Sgl-Vsn-Pnl-01:1010X2100:444701 |  | n/a | n/a | Other | n/a | n/a
Phase Created | n/a | 1900-12-31T23:59:59 | Submitted:Submitted for Approval | Component | nbl_Door_Int-Sgl-Vsn-Pnl-01:1010X2100:444701 | New Construction | n/a | n/a | Phasing | n/a | n/a
Depth | n/a | 1900-12-31T23:59:59 | Submitted:Submitted for Approval | Type | 600x500x850 | 500 | n/a | n/a | Dimensions | n/a | n/a | n/a
Height | n/a | 1900-12-31T23:59:59 | Submitted:Submitted for Approval | Type | 600x500x850 | 225 | n/a | n/a | Dimensions | n/a | n/a | n/a
Length | n/a | 1900-12-31T23:59:59 | Submitted:Submitted for Approval | Type | 600x500x850 | 500 | n/a | n/a | Dimensions | n/a | n/a | n/a
Width | n/a | 1900-12-31T23:59:59 | Submitted:Submitted for Approval | Type | 600x500x850 | 600 | n/a | n/a | Dimensions | n/a | n/a | n/a
Assembly Code | n/a | 1900-12-31T23:59:59 | Submitted:Submitted for Approval | Type | 600x500x850 |  | n/a | n/a | Identity Data | n/a | n/a
Assembly Description | n/a | 1900-12-31T23:59:59 | Submitted:Submitted for Approval | Type | 600x500x850 |  | n/a | n/a | Identity Data | n/a | n/a
Description | n/a | 1900-12-31T23:59:59 | Submitted:Submitted for Approval | Type | 600x500x850 | Pedestal wash basin assembly | n/a | n/a | Identity Data | n/a | n/a
Help | n/a | 1900-12-31T23:59:59 | Submitted:Submitted for Approval | Type | 600x500x850 | www.nationalbimlibrary.com | n/a | n/a | Identity Data | n/a | n/a
IssueDate | n/a | 1900-12-31T23:59:59 | Submitted:Submitted for Approval | Type | 600x500x850 | 12/06/29 | n/a | n/a | Identity Data | n/a | n/a
NBSDescription | n/a | 1900-12-31T23:59:59 | Submitted:Submitted for Approval | Type | 600x500x850 | Wash basin assembly type A | n/a | n/a | Identity Data | n/a | n/a
NBSReference | n/a | 1900-12-31T23:59:59 | Submitted:Submitted for Approval | Type | 600x500x850 | 35-70-70/124A | n/a | n/a | Identity Data | n/a | n/a
OmniClass Number | n/a | 1900-12-31T23:59:59 | Submitted:Submitted for Approval | Type | 600x500x850 |  | n/a | n/a | Identity Data | n/a | n/a
OmniClass Title | n/a | 1900-12-31T23:59:59 | Submitted:Submitted for Approval | Type | 600x500x850 |  | n/a | n/a | Identity Data | n/a | n/a
TapholeOptions | n/a | 1900-12-31T23:59:59 | Submitted:Submitted for Approval | Type | 600x500x850 |  | n/a | n/a | Identity Data | n/a | n/a
URL | n/a | 1900-12-31T23:59:59 | Submitted:Submitted for Approval | Type | 600x500x850 | www.nationalbimlibrary.com | n/a | n/a | Identity Data | n/a | n/a
Version | n/a | 1900-12-31T23:59:59 | Submitted:Submitted for Approval | Type | 600x500x850 | 1.0 | n/a | n/a | Identity Data | n/a | n/a
Weight | n/a | 1900-12-31T23:59:59 | Submitted:Submitted for Approval | Type | 600x500x850 |  | n/a | n/a | Identity Data | n/a | n/a
FittingsMaterial | n/a | 1900-12-31T23:59:59 | Submitted:Submitted for Approval | Type | 600x500x850 | nbl_ConceptSolid | n/a | n/a | Materials and Finishes | n/a | n/a
WashBasinMaterial | n/a | 1900-12-31T23:59:59 | Submitted:Submitted for Approval | Type | 600x500x850 | nbl_ConceptSolid | n/a | n/a | Materials and Finishes | n/a | n/a
CWFU | n/a | 1900-12-31T23:59:59 | Submitted:Submitted for Approval | Type | 600x500x850 | 0 | n/a | n/a | Mechanical | n/a | n/a | n/a
HWFU | n/a | 1900-12-31T23:59:59 | Submitted:Submitted for Approval | Type | 600x500x850 | 0 | n/a | n/a | Mechanical | n/a | n/a | n/a
WFU | n/a | 1900-12-31T23:59:59 | Submitted:Submitted for Approval | Type | 600x500x850 | 0 | n/a | n/a | Mechanical | n/a | n/a | n/a
AccessibilityPerformance | n/a | 1900-12-31T23:59:59 | Submitted:Submitted for Approval | Type | 600x500x850 |  | n/a | n/a | Other | n/a | n/a
CodePerformance | n/a | 1900-12-31T23:59:59 | Submitted:Submitted for Approval | Type | 600x500x850 |  | n/a | n/a | Other | n/a | n/a
Colour | n/a | 1900-12-31T23:59:59 | Submitted:Submitted for Approval | Type | 600x500x850 |  | n/a | n/a | Other | n/a | n/a
Constituents | n/a | 1900-12-31T23:59:59 | Submitted:Submitted for Approval | Type | 600x500x850 |  | n/a | n/a | Other | n/a | n/a
Features | n/a | 1900-12-31T23:59:59 | Submitted:Submitted for Approval | Type | 600x500x850 |  | n/a | n/a | Other | n/a | n/a
Finish | n/a | 1900-12-31T23:59:59 | Submitted:Submitted for Approval | Type | 600x500x850 |  | n/a | n/a | Other | n/a | n/a
Grade | n/a | 1900-12-31T23:59:59 | Submitted:Submitted for Approval | Type | 600x500x850 |  | n/a | n/a | Other | n/a | n/a
Material | n/a | 1900-12-31T23:59:59 | Submitted:Submitted for Approval | Type | 600x500x850 |  | n/a | n/a | Other | n/a | n/a
NominalHeight | n/a | 1900-12-31T23:59:59 | Submitted:Submitted for Approval | Type | 600x500x850 | 225 | n/a | n/a | Other | n/a | n/a | n/a
NominalLength | n/a | 1900-12-31T23:59:59 | Submitted:Submitted for Approval | Type | 600x500x850 | 500 | n/a | n/a | Other | n/a | n/a | n/a
NominalWidth | n/a | 1900-12-31T23:59:59 | Submitted:Submitted for Approval | Type | 600x500x850 | 600 | n/a | n/a | Other | n/a | n/a | n/a
ProductionYear | n/a | 1900-12-31T23:59:59 | Submitted:Submitted for Approval | Type | 600x500x850 |  | n/a | n/a | Other | n/a | n/a
ReplacementCost | n/a | 1900-12-31T23:59:59 | Submitted:Submitted for Approval | Type | 600x500x850 |  | n/a | n/a | Other | n/a | n/a
ServiceLifeDuration | n/a | 1900-12-31T23:59:59 | Submitted:Submitted for Approval | Type | 600x500x850 |  | n/a | n/a | Other | n/a | n/a
Shape | n/a | 1900-12-31T23:59:59 | Submitted:Submitted for Approval | Type | 600x500x850 |  | n/a | n/a | Other | n/a | n/a
Size | n/a | 1900-12-31T23:59:59 | Submitted:Submitted for Approval | Type | 600x500x850 |  | n/a | n/a | Other | n/a | n/a
SustainabilityPerformance | n/a | 1900-12-31T23:59:59 | Submitted:Submitted for Approval | Type | 600x500x850 |  | n/a | n/a | Other | n/a | n/a
WarrantyDescription | n/a | 1900-12-31T23:59:59 | Submitted:Submitted for Approval | Type | 600x500x850 |  | n/a | n/a | Other | n/a | n/a
WarrantyDurationLabour | n/a | 1900-12-31T23:59:59 | Submitted:Submitted for Approval | Type | 600x500x850 |  | n/a | n/a | Other | n/a | n/a
WarrantyDurationParts | n/a | 1900-12-31T23:59:59 | Submitted:Submitted for Approval | Type | 600x500x850 |  | n/a | n/a | Other | n/a | n/a
WarrantyGuarantorLabour | n/a | 1900-12-31T23:59:59 | Submitted:Submitted for Approval | Type | 600x500x850 |  | n/a | n/a | Other | n/a | n/a
WarrantyGuarantorParts | n/a | 1900-12-31T23:59:59 | Submitted:Submitted for Approval | Type | 600x500x850 |  | n/a | n/a | Other | n/a | n/a
ColdWaterSupplyDiameter | n/a | 1900-12-31T23:59:59 | Submitted:Submitted for Approval | Type | 600x500x850 | 20 | n/a | n/a | Plumbing | n/a | n/a | n/a
ColdWaterSupplyRadius | n/a | 1900-12-31T23:59:59 | Submitted:Submitted for Approval | Type | 600x500x850 | 10 | n/a | n/a | Plumbing | n/a | n/a | n/a
HotWaterSupplyDiameter | n/a | 1900-12-31T23:59:59 | Submitted:Submitted for Approval | Type | 600x500x850 | 20 | n/a | n/a | Plumbing | n/a | n/a | n/a
HotWaterSupplyRadius | n/a | 1900-12-31T23:59:59 | Submitted:Submitted for Approval | Type | 600x500x850 | 10 | n/a | n/a | Plumbing | n/a | n/a | n/a
WasteOutletDiameter | n/a | 1900-12-31T23:59:59 | Submitted:Submitted for Approval | Type | 600x500x850 | 46 | n/a | n/a | Plumbing | n/a | n/a | n/a
WasteOutletRadius | n/a | 1900-12-31T23:59:59 | Submitted:Submitted for Approval | Type | 600x500x850 | 23 | n/a | n/a | Plumbing | n/a | n/a | n/a
WashHandBasinType | n/a | 1900-12-31T23:59:59 | Submitted:Submitted for Approval | Type | 600x500x850 | HandRinse | n/a | n/a | Pset_SanitaryTerminalTypeWashHandBasin | n/a | n/a
WashHandBasinMounting | n/a | 1900-12-31T23:59:59 | Submitted:Submitted for Approval | Type | 600x500x850 | Pedestal | n/a | n/a | Pset_SanitaryTerminalTypeWashHandBasin | n/a | n/a
NominalLength | n/a | 1900-12-31T23:59:59 | Submitted:Submitted for Approval | Type | 600x500x850 | 500 | n/a | n/a | Pset_SanitaryTerminalTypeWashHandBasin | n/a | n/a | n/a
NominalWidth | n/a | 1900-12-31T23:59:59 | Submitted:Submitted for Approval | Type | 600x500x850 | 600 | n/a | n/a | Pset_SanitaryTerminalTypeWashHandBasin | n/a | n/a | n/a
NominalDepth | n/a | 1900-12-31T23:59:59 | Submitted:Submitted for Approval | Type | 600x500x850 | 225 | n/a | n/a | Pset_SanitaryTerminalTypeWashHandBasin | n/a | n/a | n/a
DrainSize | n/a | 1900-12-31T23:59:59 | Submitted:Submitted for Approval | Type | 600x500x850 | 46 | n/a | n/a | Pset_SanitaryTerminalTypeWashHandBasin | n/a | n/a | n/a
ProductionYear | n/a | 1900-12-31T23:59:59 | Submitted:Submitted for Approval | Component | nbl_WashBasin_Pedestal:600x500x850:489739 |  | n/a | n/a | Pset_ManufacturerTypeInformation | n/a | n/a
Reference | n/a | 1900-12-31T23:59:59 | Submitted:Submitted for Approval | Component | nbl_WashBasin_Pedestal:600x500x850:489739 | 600x500x850 | n/a | n/a | Pset_DistributionFlowElementCommon | n/a | n/a
Host | n/a | 1900-12-31T23:59:59 | Submitted:Submitted for Approval | Component | nbl_WashBasin_Pedestal:600x500x850:489739 | Floor : nbl_Sprng_TmbrBrds-BttnsTmbrResilientFlr | n/a | n/a | Constraints | n/a | n/a
Level | n/a | 1900-12-31T23:59:59 | Submitted:Submitted for Approval | Component | nbl_WashBasin_Pedestal:600x500x850:489739 | Level: Ground Floor | n/a | n/a | Constraints | n/a | n/a
Offset | n/a | 1900-12-31T23:59:59 | Submitted:Submitted for Approval | Component | nbl_WashBasin_Pedestal:600x500x850:489739 | 0 | n/a | n/a | Constraints | n/a | n/a | n/a
OffsetFromFloor | n/a | 1900-12-31T23:59:59 | Submitted:Submitted for Approval | Component | nbl_WashBasin_Pedestal:600x500x850:489739 | 850 | n/a | n/a | Dimensions | n/a | n/a | n/a
ComponentNumber | n/a | 1900-12-31T23:59:59 | Submitted:Submitted for Approval | Component | nbl_WashBasin_Pedestal:600x500x850:489739 |  | n/a | n/a | Identity Data | n/a | n/a
Mark | n/a | 1900-12-31T23:59:59 | Submitted:Submitted for Approval | Component | nbl_WashBasin_Pedestal:600x500x850:489739 | 74 | n/a | n/a | Identity Data | n/a | n/a
System Abbreviation | n/a | 1900-12-31T23:59:59 | Submitted:Submitted for Approval | Component | nbl_WashBasin_Pedestal:600x500x850:489739 |  | n/a | n/a | Mechanical | n/a | n/a
System Classification | n/a | 1900-12-31T23:59:59 | Submitted:Submitted for Approval | Component | nbl_WashBasin_Pedestal:600x500x850:489739 | Sanitary | n/a | n/a | Mechanical | n/a | n/a
System Name | n/a | 1900-12-31T23:59:59 | Submitted:Submitted for Approval | Component | nbl_WashBasin_Pedestal:600x500x850:489739 |  | n/a | n/a | Mechanical | n/a | n/a
AssetIdentifier | n/a | 1900-12-31T23:59:59 | Submitted:Submitted for Approval | Component | nbl_WashBasin_Pedestal:600x500x850:489739 |  | n/a | n/a | Other | n/a | n/a
BarCode | n/a | 1900-12-31T23:59:59 | Submitted:Submitted for Approval | Component | nbl_WashBasin_Pedestal:600x500x850:489739 |  | n/a | n/a | Other | n/a | n/a
InstallationDate | n/a | 1900-12-31T23:59:59 | Submitted:Submitted for Approval | Component | nbl_WashBasin_Pedestal:600x500x850:489739 |  | n/a | n/a | Other | n/a | n/a
SerialNumber | n/a | 1900-12-31T23:59:59 | Submitted:Submitted for Approval | Component | nbl_WashBasin_Pedestal:600x500x850:489739 |  | n/a | n/a | Other | n/a | n/a
TagNumber | n/a | 1900-12-31T23:59:59 | Submitted:Submitted for Approval | Component | nbl_WashBasin_Pedestal:600x500x850:489739 |  | n/a | n/a | Other | n/a | n/a
WarrantyStartDate | n/a | 1900-12-31T23:59:59 | Submitted:Submitted for Approval | Component | nbl_WashBasin_Pedestal:600x500x850:489739 |  | n/a | n/a | Other | n/a | n/a
Phase Created | n/a | 1900-12-31T23:59:59 | Submitted:Submitted for Approval | Component | nbl_WashBasin_Pedestal:600x500x850:489739 | New Construction | n/a | n/a | Phasing | n/a | n/a
SanitarywareSet | n/a | 1900-12-31T23:59:59 | Submitted:Submitted for Approval | Component | nbl_WashBasin_Pedestal:600x500x850:489739 |  | n/a | n/a | Text | n/a | n/a
Arrow at End | n/a | 1900-12-31T23:59:59 | Submitted:Submitted for Approval | Type | 01 Start | n/a | n/a | n/a | Graphics | n/a | n/a | n/a
Dot at Start | n/a | 1900-12-31T23:59:59 | Submitted:Submitted for Approval | Type | 01 Start | TRUE | n/a | n/a | Graphics | n/a | n/a | n/a
Assembly Code | n/a | 1900-12-31T23:59:59 | Submitted:Submitted for Approval | Type | 01 Start |  | n/a | n/a | Identity Data | n/a | n/a
Assembly Description | n/a | 1900-12-31T23:59:59 | Submitted:Submitted for Approval | Type | 01 Start |  | n/a | n/a | Identity Data | n/a | n/a
OmniClass Number | n/a | 1900-12-31T23:59:59 | Submitted:Submitted for Approval | Type | 01 Start |  | n/a | n/a | Identity Data | n/a | n/a
OmniClass Title | n/a | 1900-12-31T23:59:59 | Submitted:Submitted for Approval | Type | 01 Start |  | n/a | n/a | Identity Data | n/a | n/a
Reference | n/a | 1900-12-31T23:59:59 | Submitted:Submitted for Approval | Component | Path of Travel:01 Start:513924 | 01 Start | n/a | n/a | Pset_BuildingElementProxyCommon | n/a | n/a
Length | n/a | 1900-12-31T23:59:59 | Submitted:Submitted for Approval | Component | Path of Travel:01 Start:513924 | 10100 | n/a | n/a | Constraints | n/a | n/a | n/a
Offset | n/a | 1900-12-31T23:59:59 | Submitted:Submitted for Approval | Component | Path of Travel:01 Start:513924 | 0 | n/a | n/a | Constraints | n/a | n/a | n/a
Work Plane | n/a | 1900-12-31T23:59:59 | Submitted:Submitted for Approval | Component | Path of Travel:01 Start:513924 | Level : Ground Floor | n/a | n/a | Constraints | n/a | n/a
Volume | n/a | 1900-12-31T23:59:59 | Submitted:Submitted for Approval | Component | Path of Travel:01 Start:513924 | 5.6443 | n/a | n/a | Dimensions | n/a | n/a | n/a
Comments | n/a | 1900-12-31T23:59:59 | Submitted:Submitted for Approval | Component | Path of Travel:01 Start:513924 | EGRESS | n/a | n/a | Identity Data | n/a | n/a
Path of Egress | n/a | 1900-12-31T23:59:59 | Submitted:Submitted for Approval | Component | Path of Travel:01 Start:513924 | 10100 | n/a | n/a | Identity Data | n/a | n/a | n/a
Phase Created | n/a | 1900-12-31T23:59:59 | Submitted:Submitted for Approval | Component | Path of Travel:01 Start:513924 | New Construction | n/a | n/a | Phasing | n/a | n/a
Arrow at End | n/a | 1900-12-31T23:59:59 | Submitted:Submitted for Approval | Type | 02 Middle | n/a | n/a | n/a | Graphics | n/a | n/a | n/a
Dot at Start | n/a | 1900-12-31T23:59:59 | Submitted:Submitted for Approval | Type | 02 Middle | n/a | n/a | n/a | Graphics | n/a | n/a | n/a
Assembly Code | n/a | 1900-12-31T23:59:59 | Submitted:Submitted for Approval | Type | 02 Middle |  | n/a | n/a | Identity Data | n/a | n/a
Assembly Description | n/a | 1900-12-31T23:59:59 | Submitted:Submitted for Approval | Type | 02 Middle |  | n/a | n/a | Identity Data | n/a | n/a
OmniClass Number | n/a | 1900-12-31T23:59:59 | Submitted:Submitted for Approval | Type | 02 Middle |  | n/a | n/a | Identity Data | n/a | n/a
OmniClass Title | n/a | 1900-12-31T23:59:59 | Submitted:Submitted for Approval | Type | 02 Middle |  | n/a | n/a | Identity Data | n/a | n/a
Reference | n/a | 1900-12-31T23:59:59 | Submitted:Submitted for Approval | Component | Path of Travel:02 Middle:514034 | 02 Middle | n/a | n/a | Pset_BuildingElementProxyCommon | n/a | n/a
Length | n/a | 1900-12-31T23:59:59 | Submitted:Submitted for Approval | Component | Path of Travel:02 Middle:514034 | 11400 | n/a | n/a | Constraints | n/a | n/a | n/a
Offset | n/a | 1900-12-31T23:59:59 | Submitted:Submitted for Approval | Component | Path of Travel:02 Middle:514034 | 0 | n/a | n/a | Constraints | n/a | n/a | n/a
Work Plane | n/a | 1900-12-31T23:59:59 | Submitted:Submitted for Approval | Component | Path of Travel:02 Middle:514034 | Level : Ground Floor | n/a | n/a | Constraints | n/a | n/a
Volume | n/a | 1900-12-31T23:59:59 | Submitted:Submitted for Approval | Component | Path of Travel:02 Middle:514034 | 6.3708 | n/a | n/a | Dimensions | n/a | n/a | n/a
Path of Egress | n/a | 1900-12-31T23:59:59 | Submitted:Submitted for Approval | Component | Path of Travel:02 Middle:514034 | 11400 | n/a | n/a | Identity Data | n/a | n/a | n/a
Phase Created | n/a | 1900-12-31T23:59:59 | Submitted:Submitted for Approval | Component | Path of Travel:02 Middle:514034 | New Construction | n/a | n/a | Phasing | n/a | n/a
Arrow at End | n/a | 1900-12-31T23:59:59 | Submitted:Submitted for Approval | Type | 03 End | TRUE | n/a | n/a | Graphics | n/a | n/a | n/a
Dot at Start | n/a | 1900-12-31T23:59:59 | Submitted:Submitted for Approval | Type | 03 End | n/a | n/a | n/a | Graphics | n/a | n/a | n/a
Assembly Code | n/a | 1900-12-31T23:59:59 | Submitted:Submitted for Approval | Type | 03 End |  | n/a | n/a | Identity Data | n/a | n/a
Assembly Description | n/a | 1900-12-31T23:59:59 | Submitted:Submitted for Approval | Type | 03 End |  | n/a | n/a | Identity Data | n/a | n/a
OmniClass Number | n/a | 1900-12-31T23:59:59 | Submitted:Submitted for Approval | Type | 03 End |  | n/a | n/a | Identity Data | n/a | n/a
OmniClass Title | n/a | 1900-12-31T23:59:59 | Submitted:Submitted for Approval | Type | 03 End |  | n/a | n/a | Identity Data | n/a | n/a
Reference | n/a | 1900-12-31T23:59:59 | Submitted:Submitted for Approval | Component | Path of Travel:03 End:514177 | 03 End | n/a | n/a | Pset_BuildingElementProxyCommon | n/a | n/a
Length | n/a | 1900-12-31T23:59:59 | Submitted:Submitted for Approval | Component | Path of Travel:03 End:514177 | 11300 | n/a | n/a | Constraints | n/a | n/a | n/a
Offset | n/a | 1900-12-31T23:59:59 | Submitted:Submitted for Approval | Component | Path of Travel:03 End:514177 | 0 | n/a | n/a | Constraints | n/a | n/a | n/a
Work Plane | n/a | 1900-12-31T23:59:59 | Submitted:Submitted for Approval | Component | Path of Travel:03 End:514177 | Level : Ground Floor | n/a | n/a | Constraints | n/a | n/a
Volume | n/a | 1900-12-31T23:59:59 | Submitted:Submitted for Approval | Component | Path of Travel:03 End:514177 | 6.3149 | n/a | n/a | Dimensions | n/a | n/a | n/a
Path of Egress | n/a | 1900-12-31T23:59:59 | Submitted:Submitted for Approval | Component | Path of Travel:03 End:514177 | 11300 | n/a | n/a | Identity Data | n/a | n/a | n/a
Phase Created | n/a | 1900-12-31T23:59:59 | Submitted:Submitted for Approval | Component | Path of Travel:03 End:514177 | New Construction | n/a | n/a | Phasing | n/a | n/a
Arrow at End | n/a | 1900-12-31T23:59:59 | Submitted:Submitted for Approval | Type | 03 End | TRUE | n/a | n/a | Graphics | n/a | n/a | n/a
Dot at Start | n/a | 1900-12-31T23:59:59 | Submitted:Submitted for Approval | Type | 03 End | n/a | n/a | n/a | Graphics | n/a | n/a | n/a
Assembly Code | n/a | 1900-12-31T23:59:59 | Submitted:Submitted for Approval | Type | 03 End |  | n/a | n/a | Identity Data | n/a | n/a
Assembly Description | n/a | 1900-12-31T23:59:59 | Submitted:Submitted for Approval | Type | 03 End |  | n/a | n/a | Identity Data | n/a | n/a
OmniClass Number | n/a | 1900-12-31T23:59:59 | Submitted:Submitted for Approval | Type | 03 End |  | n/a | n/a | Identity Data | n/a | n/a
OmniClass Title | n/a | 1900-12-31T23:59:59 | Submitted:Submitted for Approval | Type | 03 End |  | n/a | n/a | Identity Data | n/a | n/a
Reference | n/a | 1900-12-31T23:59:59 | Submitted:Submitted for Approval | Component | Path of Travel:03 End:515062 | 03 End | n/a | n/a | Pset_BuildingElementProxyCommon | n/a | n/a
Length | n/a | 1900-12-31T23:59:59 | Submitted:Submitted for Approval | Component | Path of Travel:03 End:515062 | 16800 | n/a | n/a | Constraints | n/a | n/a | n/a
Offset | n/a | 1900-12-31T23:59:59 | Submitted:Submitted for Approval | Component | Path of Travel:03 End:515062 | 0 | n/a | n/a | Constraints | n/a | n/a | n/a
Work Plane | n/a | 1900-12-31T23:59:59 | Submitted:Submitted for Approval | Component | Path of Travel:03 End:515062 | Level : Ground Floor | n/a | n/a | Constraints | n/a | n/a
Volume | n/a | 1900-12-31T23:59:59 | Submitted:Submitted for Approval | Component | Path of Travel:03 End:515062 | 9.3885 | n/a | n/a | Dimensions | n/a | n/a | n/a
Path of Egress | n/a | 1900-12-31T23:59:59 | Submitted:Submitted for Approval | Component | Path of Travel:03 End:515062 | 16800 | n/a | n/a | Identity Data | n/a | n/a | n/a
Phase Created | n/a | 1900-12-31T23:59:59 | Submitted:Submitted for Approval | Component | Path of Travel:03 End:515062 | New Construction | n/a | n/a | Phasing | n/a | n/a
depth | n/a | 1900-12-31T23:59:59 | Submitted:Submitted for Approval | Type | Planter_HOK_M | 600 | n/a | n/a | Dimensions | n/a | n/a | n/a
Height | n/a | 1900-12-31T23:59:59 | Submitted:Submitted for Approval | Type | Planter_HOK_M | 700 | n/a | n/a | Dimensions | n/a | n/a | n/a
length | n/a | 1900-12-31T23:59:59 | Submitted:Submitted for Approval | Type | Planter_HOK_M | 3580 | n/a | n/a | Dimensions | n/a | n/a | n/a
Assembly Code | n/a | 1900-12-31T23:59:59 | Submitted:Submitted for Approval | Type | Planter_HOK_M |  | n/a | n/a | Identity Data | n/a | n/a
Assembly Description | n/a | 1900-12-31T23:59:59 | Submitted:Submitted for Approval | Type | Planter_HOK_M |  | n/a | n/a | Identity Data | n/a | n/a
OmniClass Number | n/a | 1900-12-31T23:59:59 | Submitted:Submitted for Approval | Type | Planter_HOK_M | 23.40.05.00 | n/a | n/a | Identity Data | n/a | n/a
OmniClass Title | n/a | 1900-12-31T23:59:59 | Submitted:Submitted for Approval | Type | Planter_HOK_M | Plants and Planting Products | n/a | n/a | Identity Data | n/a | n/a
Reference | n/a | 1900-12-31T23:59:59 | Submitted:Submitted for Approval | Component | Planter_HOK_M:Planter_HOK_M:516171 | Planter_HOK_M | n/a | n/a | Pset_BuildingElementProxyCommon | n/a | n/a
Host | n/a | 1900-12-31T23:59:59 | Submitted:Submitted for Approval | Component | Planter_HOK_M:Planter_HOK_M:516171 | Floor : nbl_Fin_TmbrBrds-AccPlstrbrdLyr-FlrgGradePolyst-ScrdCemLev | n/a | n/a | Constraints | n/a | n/a
Level | n/a | 1900-12-31T23:59:59 | Submitted:Submitted for Approval | Component | Planter_HOK_M:Planter_HOK_M:516171 | Level: Ground Floor | n/a | n/a | Constraints | n/a | n/a
Moves With Nearby Elements | n/a | 1900-12-31T23:59:59 | Submitted:Submitted for Approval | Component | Planter_HOK_M:Planter_HOK_M:516171 | n/a | n/a | n/a | Constraints | n/a | n/a | n/a
Offset | n/a | 1900-12-31T23:59:59 | Submitted:Submitted for Approval | Component | Planter_HOK_M:Planter_HOK_M:516171 | 0 | n/a | n/a | Constraints | n/a | n/a | n/a
Phase Created | n/a | 1900-12-31T23:59:59 | Submitted:Submitted for Approval | Component | Planter_HOK_M:Planter_HOK_M:516171 | New Construction | n/a | n/a | Phasing | n/a | n/a
Assembly Code | n/a | 1900-12-31T23:59:59 | Submitted:Submitted for Approval | Type | Pizza_oven |  | n/a | n/a | Identity Data | n/a | n/a
Assembly Description | n/a | 1900-12-31T23:59:59 | Submitted:Submitted for Approval | Type | Pizza_oven |  | n/a | n/a | Identity Data | n/a | n/a
OmniClass Number | n/a | 1900-12-31T23:59:59 | Submitted:Submitted for Approval | Type | Pizza_oven |  | n/a | n/a | Identity Data | n/a | n/a
OmniClass Title | n/a | 1900-12-31T23:59:59 | Submitted:Submitted for Approval | Type | Pizza_oven |  | n/a | n/a | Identity Data | n/a | n/a
Reference | n/a | 1900-12-31T23:59:59 | Submitted:Submitted for Approval | Component | Pizza_oven:Pizza_oven:540408 | Pizza_oven | n/a | n/a | Pset_BuildingElementProxyCommon | n/a | n/a
Moves With Nearby Elements | n/a | 1900-12-31T23:59:59 | Submitted:Submitted for Approval | Component | Pizza_oven:Pizza_oven:540408 | n/a | n/a | n/a | Constraints | n/a | n/a | n/a
Circuit Number | n/a | 1900-12-31T23:59:59 | Submitted:Submitted for Approval | Component | Pizza_oven:Pizza_oven:540408 |  | n/a | n/a | Electrical - Loads | n/a | n/a
Panel | n/a | 1900-12-31T23:59:59 | Submitted:Submitted for Approval | Component | Pizza_oven:Pizza_oven:540408 |  | n/a | n/a | Electrical - Loads | n/a | n/a
Phase Created | n/a | 1900-12-31T23:59:59 | Submitted:Submitted for Approval | Component | Pizza_oven:Pizza_oven:540408 | New Construction | n/a | n/a | Phasing | n/a | n/a
Assembly Code | n/a | 1900-12-31T23:59:59 | Submitted:Submitted for Approval | Type | furn_sys_bar |  | n/a | n/a | Identity Data | n/a | n/a
Assembly Description | n/a | 1900-12-31T23:59:59 | Submitted:Submitted for Approval | Type | furn_sys_bar |  | n/a | n/a | Identity Data | n/a | n/a
OmniClass Number | n/a | 1900-12-31T23:59:59 | Submitted:Submitted for Approval | Type | furn_sys_bar |  | n/a | n/a | Identity Data | n/a | n/a
OmniClass Title | n/a | 1900-12-31T23:59:59 | Submitted:Submitted for Approval | Type | furn_sys_bar |  | n/a | n/a | Identity Data | n/a | n/a
Host | n/a | 1900-12-31T23:59:59 | Submitted:Submitted for Approval | Component | furn_sys_bar:furn_sys_bar:552039 | Floor : nbl_Fin_TmbrBrds-AccPlstrbrdLyr-FlrgGradePolyst-ScrdCemLev | n/a | n/a | Constraints | n/a | n/a
Level | n/a | 1900-12-31T23:59:59 | Submitted:Submitted for Approval | Component | furn_sys_bar:furn_sys_bar:552039 | Level: Ground Floor | n/a | n/a | Constraints | n/a | n/a
Moves With Nearby Elements | n/a | 1900-12-31T23:59:59 | Submitted:Submitted for Approval | Component | furn_sys_bar:furn_sys_bar:552039 | n/a | n/a | n/a | Constraints | n/a | n/a | n/a
Offset | n/a | 1900-12-31T23:59:59 | Submitted:Submitted for Approval | Component | furn_sys_bar:furn_sys_bar:552039 | 0 | n/a | n/a | Constraints | n/a | n/a | n/a
Phase Created | n/a | 1900-12-31T23:59:59 | Submitted:Submitted for Approval | Component | furn_sys_bar:furn_sys_bar:552039 | New Construction | n/a | n/a | Phasing | n/a | n/a
Assembly Code | n/a | 1900-12-31T23:59:59 | Submitted:Submitted for Approval | Type | Bar Stool | E2020200 | n/a | n/a | Identity Data | n/a | n/a
Assembly Description | n/a | 1900-12-31T23:59:59 | Submitted:Submitted for Approval | Type | Bar Stool | Furniture & Accessories | n/a | n/a | Identity Data | n/a | n/a
Keynote | n/a | 1900-12-31T23:59:59 | Submitted:Submitted for Approval | Type | Bar Stool | N | n/a | n/a | Identity Data | n/a | n/a
OmniClass Number | n/a | 1900-12-31T23:59:59 | Submitted:Submitted for Approval | Type | Bar Stool |  | n/a | n/a | Identity Data | n/a | n/a
OmniClass Title | n/a | 1900-12-31T23:59:59 | Submitted:Submitted for Approval | Type | Bar Stool |  | n/a | n/a | Identity Data | n/a | n/a
Material Frame | n/a | 1900-12-31T23:59:59 | Submitted:Submitted for Approval | Type | Bar Stool | Metal - Chrome | n/a | n/a | Materials and Finishes | n/a | n/a
Material Seat | n/a | 1900-12-31T23:59:59 | Submitted:Submitted for Approval | Type | Bar Stool | Fabric - Leather, Black | n/a | n/a | Materials and Finishes | n/a | n/a
Host | n/a | 1900-12-31T23:59:59 | Submitted:Submitted for Approval | Component | M_Stool - Bar:Bar Stool:552043 | Level : Ground Floor | n/a | n/a | Constraints | n/a | n/a
Level | n/a | 1900-12-31T23:59:59 | Submitted:Submitted for Approval | Component | M_Stool - Bar:Bar Stool:552043 | Level: Ground Floor | n/a | n/a | Constraints | n/a | n/a
Moves With Nearby Elements | n/a | 1900-12-31T23:59:59 | Submitted:Submitted for Approval | Component | M_Stool - Bar:Bar Stool:552043 | n/a | n/a | n/a | Constraints | n/a | n/a | n/a
Phase Created | n/a | 1900-12-31T23:59:59 | Submitted:Submitted for Approval | Component | M_Stool - Bar:Bar Stool:552043 | New Construction | n/a | n/a | Phasing | n/a | n/a
Host | n/a | 1900-12-31T23:59:59 | Submitted:Submitted for Approval | Component | M_Stool - Bar:Bar Stool:552044 | Level : Ground Floor | n/a | n/a | Constraints | n/a | n/a
Level | n/a | 1900-12-31T23:59:59 | Submitted:Submitted for Approval | Component | M_Stool - Bar:Bar Stool:552044 | Level: Ground Floor | n/a | n/a | Constraints | n/a | n/a
Moves With Nearby Elements | n/a | 1900-12-31T23:59:59 | Submitted:Submitted for Approval | Component | M_Stool - Bar:Bar Stool:552044 | n/a | n/a | n/a | Constraints | n/a | n/a | n/a
Phase Created | n/a | 1900-12-31T23:59:59 | Submitted:Submitted for Approval | Component | M_Stool - Bar:Bar Stool:552044 | New Construction | n/a | n/a | Phasing | n/a | n/a
Host | n/a | 1900-12-31T23:59:59 | Submitted:Submitted for Approval | Component | M_Stool - Bar:Bar Stool:552045 | Level : Ground Floor | n/a | n/a | Constraints | n/a | n/a
Level | n/a | 1900-12-31T23:59:59 | Submitted:Submitted for Approval | Component | M_Stool - Bar:Bar Stool:552045 | Level: Ground Floor | n/a | n/a | Constraints | n/a | n/a
Moves With Nearby Elements | n/a | 1900-12-31T23:59:59 | Submitted:Submitted for Approval | Component | M_Stool - Bar:Bar Stool:552045 | n/a | n/a | n/a | Constraints | n/a | n/a | n/a
Phase Created | n/a | 1900-12-31T23:59:59 | Submitted:Submitted for Approval | Component | M_Stool - Bar:Bar Stool:552045 | New Construction | n/a | n/a | Phasing | n/a | n/a
Host | n/a | 1900-12-31T23:59:59 | Submitted:Submitted for Approval | Component | M_Stool - Bar:Bar Stool:552046 | Level : Ground Floor | n/a | n/a | Constraints | n/a | n/a
Level | n/a | 1900-12-31T23:59:59 | Submitted:Submitted for Approval | Component | M_Stool - Bar:Bar Stool:552046 | Level: Ground Floor | n/a | n/a | Constraints | n/a | n/a
Moves With Nearby Elements | n/a | 1900-12-31T23:59:59 | Submitted:Submitted for Approval | Component | M_Stool - Bar:Bar Stool:552046 | n/a | n/a | n/a | Constraints | n/a | n/a | n/a
Phase Created | n/a | 1900-12-31T23:59:59 | Submitted:Submitted for Approval | Component | M_Stool - Bar:Bar Stool:552046 | New Construction | n/a | n/a | Phasing | n/a | n/a
Host | n/a | 1900-12-31T23:59:59 | Submitted:Submitted for Approval | Component | M_Stool - Bar:Bar Stool:552047 | Level : Ground Floor | n/a | n/a | Constraints | n/a | n/a
Level | n/a | 1900-12-31T23:59:59 | Submitted:Submitted for Approval | Component | M_Stool - Bar:Bar Stool:552047 | Level: Ground Floor | n/a | n/a | Constraints | n/a | n/a
Moves With Nearby Elements | n/a | 1900-12-31T23:59:59 | Submitted:Submitted for Approval | Component | M_Stool - Bar:Bar Stool:552047 | n/a | n/a | n/a | Constraints | n/a | n/a | n/a
Phase Created | n/a | 1900-12-31T23:59:59 | Submitted:Submitted for Approval | Component | M_Stool - Bar:Bar Stool:552047 | New Construction | n/a | n/a | Phasing | n/a | n/a
Host | n/a | 1900-12-31T23:59:59 | Submitted:Submitted for Approval | Component | M_Stool - Bar:Bar Stool:552048 | Level : Ground Floor | n/a | n/a | Constraints | n/a | n/a
Level | n/a | 1900-12-31T23:59:59 | Submitted:Submitted for Approval | Component | M_Stool - Bar:Bar Stool:552048 | Level: Ground Floor | n/a | n/a | Constraints | n/a | n/a
Moves With Nearby Elements | n/a | 1900-12-31T23:59:59 | Submitted:Submitted for Approval | Component | M_Stool - Bar:Bar Stool:552048 | n/a | n/a | n/a | Constraints | n/a | n/a | n/a
Phase Created | n/a | 1900-12-31T23:59:59 | Submitted:Submitted for Approval | Component | M_Stool - Bar:Bar Stool:552048 | New Construction | n/a | n/a | Phasing | n/a | n/a
Host | n/a | 1900-12-31T23:59:59 | Submitted:Submitted for Approval | Component | M_Stool - Bar:Bar Stool:552049 | Level : Ground Floor | n/a | n/a | Constraints | n/a | n/a
Level | n/a | 1900-12-31T23:59:59 | Submitted:Submitted for Approval | Component | M_Stool - Bar:Bar Stool:552049 | Level: Ground Floor | n/a | n/a | Constraints | n/a | n/a
Moves With Nearby Elements | n/a | 1900-12-31T23:59:59 | Submitted:Submitted for Approval | Component | M_Stool - Bar:Bar Stool:552049 | n/a | n/a | n/a | Constraints | n/a | n/a | n/a
Phase Created | n/a | 1900-12-31T23:59:59 | Submitted:Submitted for Approval | Component | M_Stool - Bar:Bar Stool:552049 | New Construction | n/a | n/a | Phasing | n/a | n/a
Host | n/a | 1900-12-31T23:59:59 | Submitted:Submitted for Approval | Component | M_Stool - Bar:Bar Stool:552050 | Level : Ground Floor | n/a | n/a | Constraints | n/a | n/a
Level | n/a | 1900-12-31T23:59:59 | Submitted:Submitted for Approval | Component | M_Stool - Bar:Bar Stool:552050 | Level: Ground Floor | n/a | n/a | Constraints | n/a | n/a
Moves With Nearby Elements | n/a | 1900-12-31T23:59:59 | Submitted:Submitted for Approval | Component | M_Stool - Bar:Bar Stool:552050 | n/a | n/a | n/a | Constraints | n/a | n/a | n/a
Phase Created | n/a | 1900-12-31T23:59:59 | Submitted:Submitted for Approval | Component | M_Stool - Bar:Bar Stool:552050 | New Construction | n/a | n/a | Phasing | n/a | n/a
Host | n/a | 1900-12-31T23:59:59 | Submitted:Submitted for Approval | Component | M_Stool - Bar:Bar Stool:552051 | Level : Ground Floor | n/a | n/a | Constraints | n/a | n/a
Level | n/a | 1900-12-31T23:59:59 | Submitted:Submitted for Approval | Component | M_Stool - Bar:Bar Stool:552051 | Level: Ground Floor | n/a | n/a | Constraints | n/a | n/a
Moves With Nearby Elements | n/a | 1900-12-31T23:59:59 | Submitted:Submitted for Approval | Component | M_Stool - Bar:Bar Stool:552051 | n/a | n/a | n/a | Constraints | n/a | n/a | n/a
Phase Created | n/a | 1900-12-31T23:59:59 | Submitted:Submitted for Approval | Component | M_Stool - Bar:Bar Stool:552051 | New Construction | n/a | n/a | Phasing | n/a | n/a
Host | n/a | 1900-12-31T23:59:59 | Submitted:Submitted for Approval | Component | M_Stool - Bar:Bar Stool:552052 | Level : Ground Floor | n/a | n/a | Constraints | n/a | n/a
Level | n/a | 1900-12-31T23:59:59 | Submitted:Submitted for Approval | Component | M_Stool - Bar:Bar Stool:552052 | Level: Ground Floor | n/a | n/a | Constraints | n/a | n/a
Moves With Nearby Elements | n/a | 1900-12-31T23:59:59 | Submitted:Submitted for Approval | Component | M_Stool - Bar:Bar Stool:552052 | n/a | n/a | n/a | Constraints | n/a | n/a | n/a
Phase Created | n/a | 1900-12-31T23:59:59 | Submitted:Submitted for Approval | Component | M_Stool - Bar:Bar Stool:552052 | New Construction | n/a | n/a | Phasing | n/a | n/a
Host | n/a | 1900-12-31T23:59:59 | Submitted:Submitted for Approval | Component | M_Stool - Bar:Bar Stool:556478 | Floor : nbl_Fin_TmbrBrds-AccPlstrbrdLyr-FlrgGradePolyst-ScrdCemLev | n/a | n/a | Constraints | n/a | n/a
Level | n/a | 1900-12-31T23:59:59 | Submitted:Submitted for Approval | Component | M_Stool - Bar:Bar Stool:556478 | Level: Ground Floor | n/a | n/a | Constraints | n/a | n/a
Moves With Nearby Elements | n/a | 1900-12-31T23:59:59 | Submitted:Submitted for Approval | Component | M_Stool - Bar:Bar Stool:556478 | n/a | n/a | n/a | Constraints | n/a | n/a | n/a
Phase Created | n/a | 1900-12-31T23:59:59 | Submitted:Submitted for Approval | Component | M_Stool - Bar:Bar Stool:556478 | New Construction | n/a | n/a | Phasing | n/a | n/a
Host | n/a | 1900-12-31T23:59:59 | Submitted:Submitted for Approval | Component | M_Stool - Bar:Bar Stool:556957 | Floor : nbl_Fin_TmbrBrds-AccPlstrbrdLyr-FlrgGradePolyst-ScrdCemLev | n/a | n/a | Constraints | n/a | n/a
Level | n/a | 1900-12-31T23:59:59 | Submitted:Submitted for Approval | Component | M_Stool - Bar:Bar Stool:556957 | Level: Ground Floor | n/a | n/a | Constraints | n/a | n/a
Moves With Nearby Elements | n/a | 1900-12-31T23:59:59 | Submitted:Submitted for Approval | Component | M_Stool - Bar:Bar Stool:556957 | n/a | n/a | n/a | Constraints | n/a | n/a | n/a
Phase Created | n/a | 1900-12-31T23:59:59 | Submitted:Submitted for Approval | Component | M_Stool - Bar:Bar Stool:556957 | New Construction | n/a | n/a | Phasing | n/a | n/a
Host | n/a | 1900-12-31T23:59:59 | Submitted:Submitted for Approval | Component | M_Stool - Bar:Bar Stool:556965 | Floor : nbl_Fin_TmbrBrds-AccPlstrbrdLyr-FlrgGradePolyst-ScrdCemLev | n/a | n/a | Constraints | n/a | n/a
Level | n/a | 1900-12-31T23:59:59 | Submitted:Submitted for Approval | Component | M_Stool - Bar:Bar Stool:556965 | Level: Ground Floor | n/a | n/a | Constraints | n/a | n/a
Moves With Nearby Elements | n/a | 1900-12-31T23:59:59 | Submitted:Submitted for Approval | Component | M_Stool - Bar:Bar Stool:556965 | n/a | n/a | n/a | Constraints | n/a | n/a | n/a
Phase Created | n/a | 1900-12-31T23:59:59 | Submitted:Submitted for Approval | Component | M_Stool - Bar:Bar Stool:556965 | New Construction | n/a | n/a | Phasing | n/a | n/a
Host | n/a | 1900-12-31T23:59:59 | Submitted:Submitted for Approval | Component | M_Stool - Bar:Bar Stool:556967 | Floor : nbl_Fin_TmbrBrds-AccPlstrbrdLyr-FlrgGradePolyst-ScrdCemLev | n/a | n/a | Constraints | n/a | n/a
Level | n/a | 1900-12-31T23:59:59 | Submitted:Submitted for Approval | Component | M_Stool - Bar:Bar Stool:556967 | Level: Ground Floor | n/a | n/a | Constraints | n/a | n/a
Moves With Nearby Elements | n/a | 1900-12-31T23:59:59 | Submitted:Submitted for Approval | Component | M_Stool - Bar:Bar Stool:556967 | n/a | n/a | n/a | Constraints | n/a | n/a | n/a
Phase Created | n/a | 1900-12-31T23:59:59 | Submitted:Submitted for Approval | Component | M_Stool - Bar:Bar Stool:556967 | New Construction | n/a | n/a | Phasing | n/a | n/a
Host | n/a | 1900-12-31T23:59:59 | Submitted:Submitted for Approval | Component | M_Stool - Bar:Bar Stool:557117 | Floor : nbl_Fin_TmbrBrds-AccPlstrbrdLyr-FlrgGradePolyst-ScrdCemLev | n/a | n/a | Constraints | n/a | n/a
Level | n/a | 1900-12-31T23:59:59 | Submitted:Submitted for Approval | Component | M_Stool - Bar:Bar Stool:557117 | Level: Ground Floor | n/a | n/a | Constraints | n/a | n/a
Moves With Nearby Elements | n/a | 1900-12-31T23:59:59 | Submitted:Submitted for Approval | Component | M_Stool - Bar:Bar Stool:557117 | n/a | n/a | n/a | Constraints | n/a | n/a | n/a
Phase Created | n/a | 1900-12-31T23:59:59 | Submitted:Submitted for Approval | Component | M_Stool - Bar:Bar Stool:557117 | New Construction | n/a | n/a | Phasing | n/a | n/a
Host | n/a | 1900-12-31T23:59:59 | Submitted:Submitted for Approval | Component | M_Stool - Bar:Bar Stool:557120 | Floor : nbl_Fin_TmbrBrds-AccPlstrbrdLyr-FlrgGradePolyst-ScrdCemLev | n/a | n/a | Constraints | n/a | n/a
Level | n/a | 1900-12-31T23:59:59 | Submitted:Submitted for Approval | Component | M_Stool - Bar:Bar Stool:557120 | Level: Ground Floor | n/a | n/a | Constraints | n/a | n/a
Moves With Nearby Elements | n/a | 1900-12-31T23:59:59 | Submitted:Submitted for Approval | Component | M_Stool - Bar:Bar Stool:557120 | n/a | n/a | n/a | Constraints | n/a | n/a | n/a
Phase Created | n/a | 1900-12-31T23:59:59 | Submitted:Submitted for Approval | Component | M_Stool - Bar:Bar Stool:557120 | New Construction | n/a | n/a | Phasing | n/a | n/a
Host | n/a | 1900-12-31T23:59:59 | Submitted:Submitted for Approval | Component | M_Stool - Bar:Bar Stool:557122 | Floor : nbl_Fin_TmbrBrds-AccPlstrbrdLyr-FlrgGradePolyst-ScrdCemLev | n/a | n/a | Constraints | n/a | n/a
Level | n/a | 1900-12-31T23:59:59 | Submitted:Submitted for Approval | Component | M_Stool - Bar:Bar Stool:557122 | Level: Ground Floor | n/a | n/a | Constraints | n/a | n/a
Moves With Nearby Elements | n/a | 1900-12-31T23:59:59 | Submitted:Submitted for Approval | Component | M_Stool - Bar:Bar Stool:557122 | n/a | n/a | n/a | Constraints | n/a | n/a | n/a
Phase Created | n/a | 1900-12-31T23:59:59 | Submitted:Submitted for Approval | Component | M_Stool - Bar:Bar Stool:557122 | New Construction | n/a | n/a | Phasing | n/a | n/a
Host | n/a | 1900-12-31T23:59:59 | Submitted:Submitted for Approval | Component | M_Stool - Bar:Bar Stool:557124 | Floor : nbl_Fin_TmbrBrds-AccPlstrbrdLyr-FlrgGradePolyst-ScrdCemLev | n/a | n/a | Constraints | n/a | n/a
Level | n/a | 1900-12-31T23:59:59 | Submitted:Submitted for Approval | Component | M_Stool - Bar:Bar Stool:557124 | Level: Ground Floor | n/a | n/a | Constraints | n/a | n/a
Moves With Nearby Elements | n/a | 1900-12-31T23:59:59 | Submitted:Submitted for Approval | Component | M_Stool - Bar:Bar Stool:557124 | n/a | n/a | n/a | Constraints | n/a | n/a | n/a
Phase Created | n/a | 1900-12-31T23:59:59 | Submitted:Submitted for Approval | Component | M_Stool - Bar:Bar Stool:557124 | New Construction | n/a | n/a | Phasing | n/a | n/a
Depth | n/a | 1900-12-31T23:59:59 | Submitted:Submitted for Approval | Type | 610 x 610 x 860mm | 610 | n/a | n/a | Dimensions | n/a | n/a | n/a
Height | n/a | 1900-12-31T23:59:59 | Submitted:Submitted for Approval | Type | 610 x 610 x 860mm | 860 | n/a | n/a | Dimensions | n/a | n/a | n/a
Label | n/a | 1900-12-31T23:59:59 | Submitted:Submitted for Approval | Type | 610 x 610 x 860mm | DW | n/a | n/a | Dimensions | n/a | n/a
Width | n/a | 1900-12-31T23:59:59 | Submitted:Submitted for Approval | Type | 610 x 610 x 860mm | 610 | n/a | n/a | Dimensions | n/a | n/a | n/a
Assembly Code | n/a | 1900-12-31T23:59:59 | Submitted:Submitted for Approval | Type | 610 x 610 x 860mm |  | n/a | n/a | Identity Data | n/a | n/a
Assembly Description | n/a | 1900-12-31T23:59:59 | Submitted:Submitted for Approval | Type | 610 x 610 x 860mm |  | n/a | n/a | Identity Data | n/a | n/a
Keynote | n/a | 1900-12-31T23:59:59 | Submitted:Submitted for Approval | Type | 610 x 610 x 860mm | N | n/a | n/a | Identity Data | n/a | n/a
OmniClass Number | n/a | 1900-12-31T23:59:59 | Submitted:Submitted for Approval | Type | 610 x 610 x 860mm |  | n/a | n/a | Identity Data | n/a | n/a
OmniClass Title | n/a | 1900-12-31T23:59:59 | Submitted:Submitted for Approval | Type | 610 x 610 x 860mm |  | n/a | n/a | Identity Data | n/a | n/a
Material Dishwasher | n/a | 1900-12-31T23:59:59 | Submitted:Submitted for Approval | Type | 610 x 610 x 860mm | Metal - Paint Finish - Ivory, Glossy | n/a | n/a | Materials and Finishes | n/a | n/a
Material Panel Face | n/a | 1900-12-31T23:59:59 | Submitted:Submitted for Approval | Type | 610 x 610 x 860mm | Plastic - Black | n/a | n/a | Materials and Finishes | n/a | n/a
Reference | n/a | 1900-12-31T23:59:59 | Submitted:Submitted for Approval | Component | Dishwasher (1):610 x 610 x 860mm:552053 | 610 x 610 x 860mm | n/a | n/a | Pset_BuildingElementProxyCommon | n/a | n/a
Host | n/a | 1900-12-31T23:59:59 | Submitted:Submitted for Approval | Component | Dishwasher (1):610 x 610 x 860mm:552053 | Level : Ground Floor | n/a | n/a | Constraints | n/a | n/a
Level | n/a | 1900-12-31T23:59:59 | Submitted:Submitted for Approval | Component | Dishwasher (1):610 x 610 x 860mm:552053 | Level: Ground Floor | n/a | n/a | Constraints | n/a | n/a
Moves With Nearby Elements | n/a | 1900-12-31T23:59:59 | Submitted:Submitted for Approval | Component | Dishwasher (1):610 x 610 x 860mm:552053 | n/a | n/a | n/a | Constraints | n/a | n/a | n/a
Circuit Number | n/a | 1900-12-31T23:59:59 | Submitted:Submitted for Approval | Component | Dishwasher (1):610 x 610 x 860mm:552053 |  | n/a | n/a | Electrical - Loads | n/a | n/a
Panel | n/a | 1900-12-31T23:59:59 | Submitted:Submitted for Approval | Component | Dishwasher (1):610 x 610 x 860mm:552053 |  | n/a | n/a | Electrical - Loads | n/a | n/a
Phase Created | n/a | 1900-12-31T23:59:59 | Submitted:Submitted for Approval | Component | Dishwasher (1):610 x 610 x 860mm:552053 | New Construction | n/a | n/a | Phasing | n/a | n/a
Chairs | n/a | 1900-12-31T23:59:59 | Submitted:Submitted for Approval | Type | 1500mm Diameter | 6 | n/a | n/a | Construction | n/a | n/a | n/a
Diameter | n/a | 1900-12-31T23:59:59 | Submitted:Submitted for Approval | Type | 1500mm Diameter | 1500 | n/a | n/a | Dimensions | n/a | n/a | n/a
Height | n/a | 1900-12-31T23:59:59 | Submitted:Submitted for Approval | Type | 1500mm Diameter | 760 | n/a | n/a | Dimensions | n/a | n/a | n/a
Radius | n/a | 1900-12-31T23:59:59 | Submitted:Submitted for Approval | Type | 1500mm Diameter | 750 | n/a | n/a | Dimensions | n/a | n/a | n/a
Assembly Code | n/a | 1900-12-31T23:59:59 | Submitted:Submitted for Approval | Type | 1500mm Diameter |  | n/a | n/a | Identity Data | n/a | n/a
Assembly Description | n/a | 1900-12-31T23:59:59 | Submitted:Submitted for Approval | Type | 1500mm Diameter |  | n/a | n/a | Identity Data | n/a | n/a
Keynote | n/a | 1900-12-31T23:59:59 | Submitted:Submitted for Approval | Type | 1500mm Diameter | N | n/a | n/a | Identity Data | n/a | n/a
OmniClass Number | n/a | 1900-12-31T23:59:59 | Submitted:Submitted for Approval | Type | 1500mm Diameter |  | n/a | n/a | Identity Data | n/a | n/a
OmniClass Title | n/a | 1900-12-31T23:59:59 | Submitted:Submitted for Approval | Type | 1500mm Diameter |  | n/a | n/a | Identity Data | n/a | n/a
Material Base | n/a | 1900-12-31T23:59:59 | Submitted:Submitted for Approval | Type | 1500mm Diameter | Wood - Pine | n/a | n/a | Materials and Finishes | n/a | n/a
Material Top | n/a | 1900-12-31T23:59:59 | Submitted:Submitted for Approval | Type | 1500mm Diameter | Laminate - Linen, Matte | n/a | n/a | Materials and Finishes | n/a | n/a
Host | n/a | 1900-12-31T23:59:59 | Submitted:Submitted for Approval | Component | M_Table - Dining w Chairs:1500mm Diameter:554580 | Floor : nbl_Fin_TmbrBrds-AccPlstrbrdLyr-FlrgGradePolyst-ScrdCemLev | n/a | n/a | Constraints | n/a | n/a
Level | n/a | 1900-12-31T23:59:59 | Submitted:Submitted for Approval | Component | M_Table - Dining w Chairs:1500mm Diameter:554580 | Level: Ground Floor | n/a | n/a | Constraints | n/a | n/a
Moves With Nearby Elements | n/a | 1900-12-31T23:59:59 | Submitted:Submitted for Approval | Component | M_Table - Dining w Chairs:1500mm Diameter:554580 | n/a | n/a | n/a | Constraints | n/a | n/a | n/a
Phase Created | n/a | 1900-12-31T23:59:59 | Submitted:Submitted for Approval | Component | M_Table - Dining w Chairs:1500mm Diameter:554580 | New Construction | n/a | n/a | Phasing | n/a | n/a
Host | n/a | 1900-12-31T23:59:59 | Submitted:Submitted for Approval | Component | M_Table - Dining w Chairs:1500mm Diameter:554745 | Floor : nbl_Fin_TmbrBrds-AccPlstrbrdLyr-FlrgGradePolyst-ScrdCemLev | n/a | n/a | Constraints | n/a | n/a
Level | n/a | 1900-12-31T23:59:59 | Submitted:Submitted for Approval | Component | M_Table - Dining w Chairs:1500mm Diameter:554745 | Level: Ground Floor | n/a | n/a | Constraints | n/a | n/a
Moves With Nearby Elements | n/a | 1900-12-31T23:59:59 | Submitted:Submitted for Approval | Component | M_Table - Dining w Chairs:1500mm Diameter:554745 | n/a | n/a | n/a | Constraints | n/a | n/a | n/a
Phase Created | n/a | 1900-12-31T23:59:59 | Submitted:Submitted for Approval | Component | M_Table - Dining w Chairs:1500mm Diameter:554745 | New Construction | n/a | n/a | Phasing | n/a | n/a
Host | n/a | 1900-12-31T23:59:59 | Submitted:Submitted for Approval | Component | M_Table - Dining w Chairs:1500mm Diameter:554962 | Floor : nbl_Fin_TmbrBrds-AccPlstrbrdLyr-FlrgGradePolyst-ScrdCemLev | n/a | n/a | Constraints | n/a | n/a
Level | n/a | 1900-12-31T23:59:59 | Submitted:Submitted for Approval | Component | M_Table - Dining w Chairs:1500mm Diameter:554962 | Level: Ground Floor | n/a | n/a | Constraints | n/a | n/a
Moves With Nearby Elements | n/a | 1900-12-31T23:59:59 | Submitted:Submitted for Approval | Component | M_Table - Dining w Chairs:1500mm Diameter:554962 | n/a | n/a | n/a | Constraints | n/a | n/a | n/a
Phase Created | n/a | 1900-12-31T23:59:59 | Submitted:Submitted for Approval | Component | M_Table - Dining w Chairs:1500mm Diameter:554962 | New Construction | n/a | n/a | Phasing | n/a | n/a
Host | n/a | 1900-12-31T23:59:59 | Submitted:Submitted for Approval | Component | M_Table - Dining w Chairs:1500mm Diameter:554969 | Floor : nbl_Fin_TmbrBrds-AccPlstrbrdLyr-FlrgGradePolyst-ScrdCemLev | n/a | n/a | Constraints | n/a | n/a
Level | n/a | 1900-12-31T23:59:59 | Submitted:Submitted for Approval | Component | M_Table - Dining w Chairs:1500mm Diameter:554969 | Level: Ground Floor | n/a | n/a | Constraints | n/a | n/a
Moves With Nearby Elements | n/a | 1900-12-31T23:59:59 | Submitted:Submitted for Approval | Component | M_Table - Dining w Chairs:1500mm Diameter:554969 | n/a | n/a | n/a | Constraints | n/a | n/a | n/a
Phase Created | n/a | 1900-12-31T23:59:59 | Submitted:Submitted for Approval | Component | M_Table - Dining w Chairs:1500mm Diameter:554969 | New Construction | n/a | n/a | Phasing | n/a | n/a
Host | n/a | 1900-12-31T23:59:59 | Submitted:Submitted for Approval | Component | M_Table - Dining w Chairs:1500mm Diameter:555014 | Floor : nbl_Fin_TmbrBrds-AccPlstrbrdLyr-FlrgGradePolyst-ScrdCemLev | n/a | n/a | Constraints | n/a | n/a
Level | n/a | 1900-12-31T23:59:59 | Submitted:Submitted for Approval | Component | M_Table - Dining w Chairs:1500mm Diameter:555014 | Level: Ground Floor | n/a | n/a | Constraints | n/a | n/a
Moves With Nearby Elements | n/a | 1900-12-31T23:59:59 | Submitted:Submitted for Approval | Component | M_Table - Dining w Chairs:1500mm Diameter:555014 | n/a | n/a | n/a | Constraints | n/a | n/a | n/a
Phase Created | n/a | 1900-12-31T23:59:59 | Submitted:Submitted for Approval | Component | M_Table - Dining w Chairs:1500mm Diameter:555014 | New Construction | n/a | n/a | Phasing | n/a | n/a
Host | n/a | 1900-12-31T23:59:59 | Submitted:Submitted for Approval | Component | M_Table - Dining w Chairs:1500mm Diameter:555021 | Floor : nbl_Fin_TmbrBrds-AccPlstrbrdLyr-FlrgGradePolyst-ScrdCemLev | n/a | n/a | Constraints | n/a | n/a
Level | n/a | 1900-12-31T23:59:59 | Submitted:Submitted for Approval | Component | M_Table - Dining w Chairs:1500mm Diameter:555021 | Level: Ground Floor | n/a | n/a | Constraints | n/a | n/a
Moves With Nearby Elements | n/a | 1900-12-31T23:59:59 | Submitted:Submitted for Approval | Component | M_Table - Dining w Chairs:1500mm Diameter:555021 | n/a | n/a | n/a | Constraints | n/a | n/a | n/a
Phase Created | n/a | 1900-12-31T23:59:59 | Submitted:Submitted for Approval | Component | M_Table - Dining w Chairs:1500mm Diameter:555021 | New Construction | n/a | n/a | Phasing | n/a | n/a
Host | n/a | 1900-12-31T23:59:59 | Submitted:Submitted for Approval | Component | M_Table - Dining w Chairs:1500mm Diameter:555067 | Floor : nbl_Fin_TmbrBrds-AccPlstrbrdLyr-FlrgGradePolyst-ScrdCemLev | n/a | n/a | Constraints | n/a | n/a
Level | n/a | 1900-12-31T23:59:59 | Submitted:Submitted for Approval | Component | M_Table - Dining w Chairs:1500mm Diameter:555067 | Level: Ground Floor | n/a | n/a | Constraints | n/a | n/a
Moves With Nearby Elements | n/a | 1900-12-31T23:59:59 | Submitted:Submitted for Approval | Component | M_Table - Dining w Chairs:1500mm Diameter:555067 | n/a | n/a | n/a | Constraints | n/a | n/a | n/a
Phase Created | n/a | 1900-12-31T23:59:59 | Submitted:Submitted for Approval | Component | M_Table - Dining w Chairs:1500mm Diameter:555067 | New Construction | n/a | n/a | Phasing | n/a | n/a
Host | n/a | 1900-12-31T23:59:59 | Submitted:Submitted for Approval | Component | M_Table - Dining w Chairs:1500mm Diameter:555074 | Floor : nbl_Fin_TmbrBrds-AccPlstrbrdLyr-FlrgGradePolyst-ScrdCemLev | n/a | n/a | Constraints | n/a | n/a
Level | n/a | 1900-12-31T23:59:59 | Submitted:Submitted for Approval | Component | M_Table - Dining w Chairs:1500mm Diameter:555074 | Level: Ground Floor | n/a | n/a | Constraints | n/a | n/a
Moves With Nearby Elements | n/a | 1900-12-31T23:59:59 | Submitted:Submitted for Approval | Component | M_Table - Dining w Chairs:1500mm Diameter:555074 | n/a | n/a | n/a | Constraints | n/a | n/a | n/a
Phase Created | n/a | 1900-12-31T23:59:59 | Submitted:Submitted for Approval | Component | M_Table - Dining w Chairs:1500mm Diameter:555074 | New Construction | n/a | n/a | Phasing | n/a | n/a
Host | n/a | 1900-12-31T23:59:59 | Submitted:Submitted for Approval | Component | M_Table - Dining w Chairs:1500mm Diameter:555118 | Floor : nbl_Fin_TmbrBrds-AccPlstrbrdLyr-FlrgGradePolyst-ScrdCemLev | n/a | n/a | Constraints | n/a | n/a
Level | n/a | 1900-12-31T23:59:59 | Submitted:Submitted for Approval | Component | M_Table - Dining w Chairs:1500mm Diameter:555118 | Level: Ground Floor | n/a | n/a | Constraints | n/a | n/a
Moves With Nearby Elements | n/a | 1900-12-31T23:59:59 | Submitted:Submitted for Approval | Component | M_Table - Dining w Chairs:1500mm Diameter:555118 | n/a | n/a | n/a | Constraints | n/a | n/a | n/a
Phase Created | n/a | 1900-12-31T23:59:59 | Submitted:Submitted for Approval | Component | M_Table - Dining w Chairs:1500mm Diameter:555118 | New Construction | n/a | n/a | Phasing | n/a | n/a
Host | n/a | 1900-12-31T23:59:59 | Submitted:Submitted for Approval | Component | M_Table - Dining w Chairs:1500mm Diameter:555125 | Floor : nbl_Fin_TmbrBrds-AccPlstrbrdLyr-FlrgGradePolyst-ScrdCemLev | n/a | n/a | Constraints | n/a | n/a
Level | n/a | 1900-12-31T23:59:59 | Submitted:Submitted for Approval | Component | M_Table - Dining w Chairs:1500mm Diameter:555125 | Level: Ground Floor | n/a | n/a | Constraints | n/a | n/a
Moves With Nearby Elements | n/a | 1900-12-31T23:59:59 | Submitted:Submitted for Approval | Component | M_Table - Dining w Chairs:1500mm Diameter:555125 | n/a | n/a | n/a | Constraints | n/a | n/a | n/a
Phase Created | n/a | 1900-12-31T23:59:59 | Submitted:Submitted for Approval | Component | M_Table - Dining w Chairs:1500mm Diameter:555125 | New Construction | n/a | n/a | Phasing | n/a | n/a
Host | n/a | 1900-12-31T23:59:59 | Submitted:Submitted for Approval | Component | M_Table - Dining w Chairs:1500mm Diameter:555171 | Floor : nbl_Fin_TmbrBrds-AccPlstrbrdLyr-FlrgGradePolyst-ScrdCemLev | n/a | n/a | Constraints | n/a | n/a
Level | n/a | 1900-12-31T23:59:59 | Submitted:Submitted for Approval | Component | M_Table - Dining w Chairs:1500mm Diameter:555171 | Level: Ground Floor | n/a | n/a | Constraints | n/a | n/a
Moves With Nearby Elements | n/a | 1900-12-31T23:59:59 | Submitted:Submitted for Approval | Component | M_Table - Dining w Chairs:1500mm Diameter:555171 | n/a | n/a | n/a | Constraints | n/a | n/a | n/a
Phase Created | n/a | 1900-12-31T23:59:59 | Submitted:Submitted for Approval | Component | M_Table - Dining w Chairs:1500mm Diameter:555171 | New Construction | n/a | n/a | Phasing | n/a | n/a
Host | n/a | 1900-12-31T23:59:59 | Submitted:Submitted for Approval | Component | M_Table - Dining w Chairs:1500mm Diameter:555178 | Floor : nbl_Fin_TmbrBrds-AccPlstrbrdLyr-FlrgGradePolyst-ScrdCemLev | n/a | n/a | Constraints | n/a | n/a
Level | n/a | 1900-12-31T23:59:59 | Submitted:Submitted for Approval | Component | M_Table - Dining w Chairs:1500mm Diameter:555178 | Level: Ground Floor | n/a | n/a | Constraints | n/a | n/a
Moves With Nearby Elements | n/a | 1900-12-31T23:59:59 | Submitted:Submitted for Approval | Component | M_Table - Dining w Chairs:1500mm Diameter:555178 | n/a | n/a | n/a | Constraints | n/a | n/a | n/a
Phase Created | n/a | 1900-12-31T23:59:59 | Submitted:Submitted for Approval | Component | M_Table - Dining w Chairs:1500mm Diameter:555178 | New Construction | n/a | n/a | Phasing | n/a | n/a
Assembly Code | n/a | 1900-12-31T23:59:59 | Submitted:Submitted for Approval | Type | M_Chair |  | n/a | n/a | Identity Data | n/a | n/a
Assembly Description | n/a | 1900-12-31T23:59:59 | Submitted:Submitted for Approval | Type | M_Chair |  | n/a | n/a | Identity Data | n/a | n/a
Keynote | n/a | 1900-12-31T23:59:59 | Submitted:Submitted for Approval | Type | M_Chair | N | n/a | n/a | Identity Data | n/a | n/a
OmniClass Number | n/a | 1900-12-31T23:59:59 | Submitted:Submitted for Approval | Type | M_Chair |  | n/a | n/a | Identity Data | n/a | n/a
OmniClass Title | n/a | 1900-12-31T23:59:59 | Submitted:Submitted for Approval | Type | M_Chair |  | n/a | n/a | Identity Data | n/a | n/a
Material Frame | n/a | 1900-12-31T23:59:59 | Submitted:Submitted for Approval | Type | M_Chair | Metal - Chrome | n/a | n/a | Materials and Finishes | n/a | n/a
Material Seat | n/a | 1900-12-31T23:59:59 | Submitted:Submitted for Approval | Type | M_Chair | Textile - Bamboo Weave | n/a | n/a | Materials and Finishes | n/a | n/a
Host | n/a | 1900-12-31T23:59:59 | Submitted:Submitted for Approval | Component | M_Chair:M_Chair:554582 | Level : Ground Floor | n/a | n/a | Constraints | n/a | n/a
Level | n/a | 1900-12-31T23:59:59 | Submitted:Submitted for Approval | Component | M_Chair:M_Chair:554582 | Level: Ground Floor | n/a | n/a | Constraints | n/a | n/a
Moves With Nearby Elements | n/a | 1900-12-31T23:59:59 | Submitted:Submitted for Approval | Component | M_Chair:M_Chair:554582 | n/a | n/a | n/a | Constraints | n/a | n/a | n/a
Phase Created | n/a | 1900-12-31T23:59:59 | Submitted:Submitted for Approval | Component | M_Chair:M_Chair:554582 | New Construction | n/a | n/a | Phasing | n/a | n/a
Host | n/a | 1900-12-31T23:59:59 | Submitted:Submitted for Approval | Component | M_Chair:M_Chair:554583 | Level : Ground Floor | n/a | n/a | Constraints | n/a | n/a
Level | n/a | 1900-12-31T23:59:59 | Submitted:Submitted for Approval | Component | M_Chair:M_Chair:554583 | Level: Ground Floor | n/a | n/a | Constraints | n/a | n/a
Moves With Nearby Elements | n/a | 1900-12-31T23:59:59 | Submitted:Submitted for Approval | Component | M_Chair:M_Chair:554583 | n/a | n/a | n/a | Constraints | n/a | n/a | n/a
Phase Created | n/a | 1900-12-31T23:59:59 | Submitted:Submitted for Approval | Component | M_Chair:M_Chair:554583 | New Construction | n/a | n/a | Phasing | n/a | n/a
Host | n/a | 1900-12-31T23:59:59 | Submitted:Submitted for Approval | Component | M_Chair:M_Chair:554584 | Level : Ground Floor | n/a | n/a | Constraints | n/a | n/a
Level | n/a | 1900-12-31T23:59:59 | Submitted:Submitted for Approval | Component | M_Chair:M_Chair:554584 | Level: Ground Floor | n/a | n/a | Constraints | n/a | n/a
Moves With Nearby Elements | n/a | 1900-12-31T23:59:59 | Submitted:Submitted for Approval | Component | M_Chair:M_Chair:554584 | n/a | n/a | n/a | Constraints | n/a | n/a | n/a
Phase Created | n/a | 1900-12-31T23:59:59 | Submitted:Submitted for Approval | Component | M_Chair:M_Chair:554584 | New Construction | n/a | n/a | Phasing | n/a | n/a
Host | n/a | 1900-12-31T23:59:59 | Submitted:Submitted for Approval | Component | M_Chair:M_Chair:554585 | Level : Ground Floor | n/a | n/a | Constraints | n/a | n/a
Level | n/a | 1900-12-31T23:59:59 | Submitted:Submitted for Approval | Component | M_Chair:M_Chair:554585 | Level: Ground Floor | n/a | n/a | Constraints | n/a | n/a
Moves With Nearby Elements | n/a | 1900-12-31T23:59:59 | Submitted:Submitted for Approval | Component | M_Chair:M_Chair:554585 | n/a | n/a | n/a | Constraints | n/a | n/a | n/a
Phase Created | n/a | 1900-12-31T23:59:59 | Submitted:Submitted for Approval | Component | M_Chair:M_Chair:554585 | New Construction | n/a | n/a | Phasing | n/a | n/a
Host | n/a | 1900-12-31T23:59:59 | Submitted:Submitted for Approval | Component | M_Chair:M_Chair:554586 | Level : Ground Floor | n/a | n/a | Constraints | n/a | n/a
Level | n/a | 1900-12-31T23:59:59 | Submitted:Submitted for Approval | Component | M_Chair:M_Chair:554586 | Level: Ground Floor | n/a | n/a | Constraints | n/a | n/a
Moves With Nearby Elements | n/a | 1900-12-31T23:59:59 | Submitted:Submitted for Approval | Component | M_Chair:M_Chair:554586 | n/a | n/a | n/a | Constraints | n/a | n/a | n/a
Phase Created | n/a | 1900-12-31T23:59:59 | Submitted:Submitted for Approval | Component | M_Chair:M_Chair:554586 | New Construction | n/a | n/a | Phasing | n/a | n/a
Host | n/a | 1900-12-31T23:59:59 | Submitted:Submitted for Approval | Component | M_Chair:M_Chair:554587 | Level : Ground Floor | n/a | n/a | Constraints | n/a | n/a
Level | n/a | 1900-12-31T23:59:59 | Submitted:Submitted for Approval | Component | M_Chair:M_Chair:554587 | Level: Ground Floor | n/a | n/a | Constraints | n/a | n/a
Moves With Nearby Elements | n/a | 1900-12-31T23:59:59 | Submitted:Submitted for Approval | Component | M_Chair:M_Chair:554587 | n/a | n/a | n/a | Constraints | n/a | n/a | n/a
Phase Created | n/a | 1900-12-31T23:59:59 | Submitted:Submitted for Approval | Component | M_Chair:M_Chair:554587 | New Construction | n/a | n/a | Phasing | n/a | n/a
Host | n/a | 1900-12-31T23:59:59 | Submitted:Submitted for Approval | Component | M_Chair:M_Chair:554747 | Level : Ground Floor | n/a | n/a | Constraints | n/a | n/a
Level | n/a | 1900-12-31T23:59:59 | Submitted:Submitted for Approval | Component | M_Chair:M_Chair:554747 | Level: Ground Floor | n/a | n/a | Constraints | n/a | n/a
Moves With Nearby Elements | n/a | 1900-12-31T23:59:59 | Submitted:Submitted for Approval | Component | M_Chair:M_Chair:554747 | n/a | n/a | n/a | Constraints | n/a | n/a | n/a
Phase Created | n/a | 1900-12-31T23:59:59 | Submitted:Submitted for Approval | Component | M_Chair:M_Chair:554747 | New Construction | n/a | n/a | Phasing | n/a | n/a
Host | n/a | 1900-12-31T23:59:59 | Submitted:Submitted for Approval | Component | M_Chair:M_Chair:554748 | Level : Ground Floor | n/a | n/a | Constraints | n/a | n/a
Level | n/a | 1900-12-31T23:59:59 | Submitted:Submitted for Approval | Component | M_Chair:M_Chair:554748 | Level: Ground Floor | n/a | n/a | Constraints | n/a | n/a
Moves With Nearby Elements | n/a | 1900-12-31T23:59:59 | Submitted:Submitted for Approval | Component | M_Chair:M_Chair:554748 | n/a | n/a | n/a | Constraints | n/a | n/a | n/a
Phase Created | n/a | 1900-12-31T23:59:59 | Submitted:Submitted for Approval | Component | M_Chair:M_Chair:554748 | New Construction | n/a | n/a | Phasing | n/a | n/a
Host | n/a | 1900-12-31T23:59:59 | Submitted:Submitted for Approval | Component | M_Chair:M_Chair:554749 | Level : Ground Floor | n/a | n/a | Constraints | n/a | n/a
Level | n/a | 1900-12-31T23:59:59 | Submitted:Submitted for Approval | Component | M_Chair:M_Chair:554749 | Level: Ground Floor | n/a | n/a | Constraints | n/a | n/a
Moves With Nearby Elements | n/a | 1900-12-31T23:59:59 | Submitted:Submitted for Approval | Component | M_Chair:M_Chair:554749 | n/a | n/a | n/a | Constraints | n/a | n/a | n/a
Phase Created | n/a | 1900-12-31T23:59:59 | Submitted:Submitted for Approval | Component | M_Chair:M_Chair:554749 | New Construction | n/a | n/a | Phasing | n/a | n/a
Host | n/a | 1900-12-31T23:59:59 | Submitted:Submitted for Approval | Component | M_Chair:M_Chair:554750 | Level : Ground Floor | n/a | n/a | Constraints | n/a | n/a
Level | n/a | 1900-12-31T23:59:59 | Submitted:Submitted for Approval | Component | M_Chair:M_Chair:554750 | Level: Ground Floor | n/a | n/a | Constraints | n/a | n/a
Moves With Nearby Elements | n/a | 1900-12-31T23:59:59 | Submitted:Submitted for Approval | Component | M_Chair:M_Chair:554750 | n/a | n/a | n/a | Constraints | n/a | n/a | n/a
Phase Created | n/a | 1900-12-31T23:59:59 | Submitted:Submitted for Approval | Component | M_Chair:M_Chair:554750 | New Construction | n/a | n/a | Phasing | n/a | n/a
Host | n/a | 1900-12-31T23:59:59 | Submitted:Submitted for Approval | Component | M_Chair:M_Chair:554751 | Level : Ground Floor | n/a | n/a | Constraints | n/a | n/a
Level | n/a | 1900-12-31T23:59:59 | Submitted:Submitted for Approval | Component | M_Chair:M_Chair:554751 | Level: Ground Floor | n/a | n/a | Constraints | n/a | n/a
Moves With Nearby Elements | n/a | 1900-12-31T23:59:59 | Submitted:Submitted for Approval | Component | M_Chair:M_Chair:554751 | n/a | n/a | n/a | Constraints | n/a | n/a | n/a
Phase Created | n/a | 1900-12-31T23:59:59 | Submitted:Submitted for Approval | Component | M_Chair:M_Chair:554751 | New Construction | n/a | n/a | Phasing | n/a | n/a
Host | n/a | 1900-12-31T23:59:59 | Submitted:Submitted for Approval | Component | M_Chair:M_Chair:554752 | Level : Ground Floor | n/a | n/a | Constraints | n/a | n/a
Level | n/a | 1900-12-31T23:59:59 | Submitted:Submitted for Approval | Component | M_Chair:M_Chair:554752 | Level: Ground Floor | n/a | n/a | Constraints | n/a | n/a
Moves With Nearby Elements | n/a | 1900-12-31T23:59:59 | Submitted:Submitted for Approval | Component | M_Chair:M_Chair:554752 | n/a | n/a | n/a | Constraints | n/a | n/a | n/a
Phase Created | n/a | 1900-12-31T23:59:59 | Submitted:Submitted for Approval | Component | M_Chair:M_Chair:554752 | New Construction | n/a | n/a | Phasing | n/a | n/a
Host | n/a | 1900-12-31T23:59:59 | Submitted:Submitted for Approval | Component | M_Chair:M_Chair:554963 | Floor : nbl_Fin_TmbrBrds-AccPlstrbrdLyr-FlrgGradePolyst-ScrdCemLev | n/a | n/a | Constraints | n/a | n/a
Level | n/a | 1900-12-31T23:59:59 | Submitted:Submitted for Approval | Component | M_Chair:M_Chair:554963 | Level: Ground Floor | n/a | n/a | Constraints | n/a | n/a
Moves With Nearby Elements | n/a | 1900-12-31T23:59:59 | Submitted:Submitted for Approval | Component | M_Chair:M_Chair:554963 | n/a | n/a | n/a | Constraints | n/a | n/a | n/a
Phase Created | n/a | 1900-12-31T23:59:59 | Submitted:Submitted for Approval | Component | M_Chair:M_Chair:554963 | New Construction | n/a | n/a | Phasing | n/a | n/a
Host | n/a | 1900-12-31T23:59:59 | Submitted:Submitted for Approval | Component | M_Chair:M_Chair:554964 | Floor : nbl_Fin_TmbrBrds-AccPlstrbrdLyr-FlrgGradePolyst-ScrdCemLev | n/a | n/a | Constraints | n/a | n/a
Level | n/a | 1900-12-31T23:59:59 | Submitted:Submitted for Approval | Component | M_Chair:M_Chair:554964 | Level: Ground Floor | n/a | n/a | Constraints | n/a | n/a
Moves With Nearby Elements | n/a | 1900-12-31T23:59:59 | Submitted:Submitted for Approval | Component | M_Chair:M_Chair:554964 | n/a | n/a | n/a | Constraints | n/a | n/a | n/a
Phase Created | n/a | 1900-12-31T23:59:59 | Submitted:Submitted for Approval | Component | M_Chair:M_Chair:554964 | New Construction | n/a | n/a | Phasing | n/a | n/a
Host | n/a | 1900-12-31T23:59:59 | Submitted:Submitted for Approval | Component | M_Chair:M_Chair:554965 | Floor : nbl_Fin_TmbrBrds-AccPlstrbrdLyr-FlrgGradePolyst-ScrdCemLev | n/a | n/a | Constraints | n/a | n/a
Level | n/a | 1900-12-31T23:59:59 | Submitted:Submitted for Approval | Component | M_Chair:M_Chair:554965 | Level: Ground Floor | n/a | n/a | Constraints | n/a | n/a
Moves With Nearby Elements | n/a | 1900-12-31T23:59:59 | Submitted:Submitted for Approval | Component | M_Chair:M_Chair:554965 | n/a | n/a | n/a | Constraints | n/a | n/a | n/a
Phase Created | n/a | 1900-12-31T23:59:59 | Submitted:Submitted for Approval | Component | M_Chair:M_Chair:554965 | New Construction | n/a | n/a | Phasing | n/a | n/a
Host | n/a | 1900-12-31T23:59:59 | Submitted:Submitted for Approval | Component | M_Chair:M_Chair:554966 | Floor : nbl_Fin_TmbrBrds-AccPlstrbrdLyr-FlrgGradePolyst-ScrdCemLev | n/a | n/a | Constraints | n/a | n/a
Level | n/a | 1900-12-31T23:59:59 | Submitted:Submitted for Approval | Component | M_Chair:M_Chair:554966 | Level: Ground Floor | n/a | n/a | Constraints | n/a | n/a
Moves With Nearby Elements | n/a | 1900-12-31T23:59:59 | Submitted:Submitted for Approval | Component | M_Chair:M_Chair:554966 | n/a | n/a | n/a | Constraints | n/a | n/a | n/a
Phase Created | n/a | 1900-12-31T23:59:59 | Submitted:Submitted for Approval | Component | M_Chair:M_Chair:554966 | New Construction | n/a | n/a | Phasing | n/a | n/a
Host | n/a | 1900-12-31T23:59:59 | Submitted:Submitted for Approval | Component | M_Chair:M_Chair:554967 | Floor : nbl_Fin_TmbrBrds-AccPlstrbrdLyr-FlrgGradePolyst-ScrdCemLev | n/a | n/a | Constraints | n/a | n/a
Level | n/a | 1900-12-31T23:59:59 | Submitted:Submitted for Approval | Component | M_Chair:M_Chair:554967 | Level: Ground Floor | n/a | n/a | Constraints | n/a | n/a
Moves With Nearby Elements | n/a | 1900-12-31T23:59:59 | Submitted:Submitted for Approval | Component | M_Chair:M_Chair:554967 | n/a | n/a | n/a | Constraints | n/a | n/a | n/a
Phase Created | n/a | 1900-12-31T23:59:59 | Submitted:Submitted for Approval | Component | M_Chair:M_Chair:554967 | New Construction | n/a | n/a | Phasing | n/a | n/a
Host | n/a | 1900-12-31T23:59:59 | Submitted:Submitted for Approval | Component | M_Chair:M_Chair:554968 | Floor : nbl_Fin_TmbrBrds-AccPlstrbrdLyr-FlrgGradePolyst-ScrdCemLev | n/a | n/a | Constraints | n/a | n/a
Level | n/a | 1900-12-31T23:59:59 | Submitted:Submitted for Approval | Component | M_Chair:M_Chair:554968 | Level: Ground Floor | n/a | n/a | Constraints | n/a | n/a
Moves With Nearby Elements | n/a | 1900-12-31T23:59:59 | Submitted:Submitted for Approval | Component | M_Chair:M_Chair:554968 | n/a | n/a | n/a | Constraints | n/a | n/a | n/a
Phase Created | n/a | 1900-12-31T23:59:59 | Submitted:Submitted for Approval | Component | M_Chair:M_Chair:554968 | New Construction | n/a | n/a | Phasing | n/a | n/a
Host | n/a | 1900-12-31T23:59:59 | Submitted:Submitted for Approval | Component | M_Chair:M_Chair:554970 | Floor : nbl_Fin_TmbrBrds-AccPlstrbrdLyr-FlrgGradePolyst-ScrdCemLev | n/a | n/a | Constraints | n/a | n/a
Level | n/a | 1900-12-31T23:59:59 | Submitted:Submitted for Approval | Component | M_Chair:M_Chair:554970 | Level: Ground Floor | n/a | n/a | Constraints | n/a | n/a
Moves With Nearby Elements | n/a | 1900-12-31T23:59:59 | Submitted:Submitted for Approval | Component | M_Chair:M_Chair:554970 | n/a | n/a | n/a | Constraints | n/a | n/a | n/a
Phase Created | n/a | 1900-12-31T23:59:59 | Submitted:Submitted for Approval | Component | M_Chair:M_Chair:554970 | New Construction | n/a | n/a | Phasing | n/a | n/a
Host | n/a | 1900-12-31T23:59:59 | Submitted:Submitted for Approval | Component | M_Chair:M_Chair:554971 | Floor : nbl_Fin_TmbrBrds-AccPlstrbrdLyr-FlrgGradePolyst-ScrdCemLev | n/a | n/a | Constraints | n/a | n/a
Level | n/a | 1900-12-31T23:59:59 | Submitted:Submitted for Approval | Component | M_Chair:M_Chair:554971 | Level: Ground Floor | n/a | n/a | Constraints | n/a | n/a
Moves With Nearby Elements | n/a | 1900-12-31T23:59:59 | Submitted:Submitted for Approval | Component | M_Chair:M_Chair:554971 | n/a | n/a | n/a | Constraints | n/a | n/a | n/a
Phase Created | n/a | 1900-12-31T23:59:59 | Submitted:Submitted for Approval | Component | M_Chair:M_Chair:554971 | New Construction | n/a | n/a | Phasing | n/a | n/a
Host | n/a | 1900-12-31T23:59:59 | Submitted:Submitted for Approval | Component | M_Chair:M_Chair:554972 | Floor : nbl_Fin_TmbrBrds-AccPlstrbrdLyr-FlrgGradePolyst-ScrdCemLev | n/a | n/a | Constraints | n/a | n/a
Level | n/a | 1900-12-31T23:59:59 | Submitted:Submitted for Approval | Component | M_Chair:M_Chair:554972 | Level: Ground Floor | n/a | n/a | Constraints | n/a | n/a
Moves With Nearby Elements | n/a | 1900-12-31T23:59:59 | Submitted:Submitted for Approval | Component | M_Chair:M_Chair:554972 | n/a | n/a | n/a | Constraints | n/a | n/a | n/a
Phase Created | n/a | 1900-12-31T23:59:59 | Submitted:Submitted for Approval | Component | M_Chair:M_Chair:554972 | New Construction | n/a | n/a | Phasing | n/a | n/a
Host | n/a | 1900-12-31T23:59:59 | Submitted:Submitted for Approval | Component | M_Chair:M_Chair:554973 | Floor : nbl_Fin_TmbrBrds-AccPlstrbrdLyr-FlrgGradePolyst-ScrdCemLev | n/a | n/a | Constraints | n/a | n/a
Level | n/a | 1900-12-31T23:59:59 | Submitted:Submitted for Approval | Component | M_Chair:M_Chair:554973 | Level: Ground Floor | n/a | n/a | Constraints | n/a | n/a
Moves With Nearby Elements | n/a | 1900-12-31T23:59:59 | Submitted:Submitted for Approval | Component | M_Chair:M_Chair:554973 | n/a | n/a | n/a | Constraints | n/a | n/a | n/a
Phase Created | n/a | 1900-12-31T23:59:59 | Submitted:Submitted for Approval | Component | M_Chair:M_Chair:554973 | New Construction | n/a | n/a | Phasing | n/a | n/a
Host | n/a | 1900-12-31T23:59:59 | Submitted:Submitted for Approval | Component | M_Chair:M_Chair:554974 | Floor : nbl_Fin_TmbrBrds-AccPlstrbrdLyr-FlrgGradePolyst-ScrdCemLev | n/a | n/a | Constraints | n/a | n/a
Level | n/a | 1900-12-31T23:59:59 | Submitted:Submitted for Approval | Component | M_Chair:M_Chair:554974 | Level: Ground Floor | n/a | n/a | Constraints | n/a | n/a
Moves With Nearby Elements | n/a | 1900-12-31T23:59:59 | Submitted:Submitted for Approval | Component | M_Chair:M_Chair:554974 | n/a | n/a | n/a | Constraints | n/a | n/a | n/a
Phase Created | n/a | 1900-12-31T23:59:59 | Submitted:Submitted for Approval | Component | M_Chair:M_Chair:554974 | New Construction | n/a | n/a | Phasing | n/a | n/a
Host | n/a | 1900-12-31T23:59:59 | Submitted:Submitted for Approval | Component | M_Chair:M_Chair:554975 | Floor : nbl_Fin_TmbrBrds-AccPlstrbrdLyr-FlrgGradePolyst-ScrdCemLev | n/a | n/a | Constraints | n/a | n/a
Level | n/a | 1900-12-31T23:59:59 | Submitted:Submitted for Approval | Component | M_Chair:M_Chair:554975 | Level: Ground Floor | n/a | n/a | Constraints | n/a | n/a
Moves With Nearby Elements | n/a | 1900-12-31T23:59:59 | Submitted:Submitted for Approval | Component | M_Chair:M_Chair:554975 | n/a | n/a | n/a | Constraints | n/a | n/a | n/a
Phase Created | n/a | 1900-12-31T23:59:59 | Submitted:Submitted for Approval | Component | M_Chair:M_Chair:554975 | New Construction | n/a | n/a | Phasing | n/a | n/a
Host | n/a | 1900-12-31T23:59:59 | Submitted:Submitted for Approval | Component | M_Chair:M_Chair:555015 | Floor : nbl_Fin_TmbrBrds-AccPlstrbrdLyr-FlrgGradePolyst-ScrdCemLev | n/a | n/a | Constraints | n/a | n/a
Level | n/a | 1900-12-31T23:59:59 | Submitted:Submitted for Approval | Component | M_Chair:M_Chair:555015 | Level: Ground Floor | n/a | n/a | Constraints | n/a | n/a
Moves With Nearby Elements | n/a | 1900-12-31T23:59:59 | Submitted:Submitted for Approval | Component | M_Chair:M_Chair:555015 | n/a | n/a | n/a | Constraints | n/a | n/a | n/a
Phase Created | n/a | 1900-12-31T23:59:59 | Submitted:Submitted for Approval | Component | M_Chair:M_Chair:555015 | New Construction | n/a | n/a | Phasing | n/a | n/a
Host | n/a | 1900-12-31T23:59:59 | Submitted:Submitted for Approval | Component | M_Chair:M_Chair:555016 | Floor : nbl_Fin_TmbrBrds-AccPlstrbrdLyr-FlrgGradePolyst-ScrdCemLev | n/a | n/a | Constraints | n/a | n/a
Level | n/a | 1900-12-31T23:59:59 | Submitted:Submitted for Approval | Component | M_Chair:M_Chair:555016 | Level: Ground Floor | n/a | n/a | Constraints | n/a | n/a
Moves With Nearby Elements | n/a | 1900-12-31T23:59:59 | Submitted:Submitted for Approval | Component | M_Chair:M_Chair:555016 | n/a | n/a | n/a | Constraints | n/a | n/a | n/a
Phase Created | n/a | 1900-12-31T23:59:59 | Submitted:Submitted for Approval | Component | M_Chair:M_Chair:555016 | New Construction | n/a | n/a | Phasing | n/a | n/a
Host | n/a | 1900-12-31T23:59:59 | Submitted:Submitted for Approval | Component | M_Chair:M_Chair:555017 | Floor : nbl_Fin_TmbrBrds-AccPlstrbrdLyr-FlrgGradePolyst-ScrdCemLev | n/a | n/a | Constraints | n/a | n/a
Level | n/a | 1900-12-31T23:59:59 | Submitted:Submitted for Approval | Component | M_Chair:M_Chair:555017 | Level: Ground Floor | n/a | n/a | Constraints | n/a | n/a
Moves With Nearby Elements | n/a | 1900-12-31T23:59:59 | Submitted:Submitted for Approval | Component | M_Chair:M_Chair:555017 | n/a | n/a | n/a | Constraints | n/a | n/a | n/a
Phase Created | n/a | 1900-12-31T23:59:59 | Submitted:Submitted for Approval | Component | M_Chair:M_Chair:555017 | New Construction | n/a | n/a | Phasing | n/a | n/a
Host | n/a | 1900-12-31T23:59:59 | Submitted:Submitted for Approval | Component | M_Chair:M_Chair:555018 | Floor : nbl_Fin_TmbrBrds-AccPlstrbrdLyr-FlrgGradePolyst-ScrdCemLev | n/a | n/a | Constraints | n/a | n/a
Level | n/a | 1900-12-31T23:59:59 | Submitted:Submitted for Approval | Component | M_Chair:M_Chair:555018 | Level: Ground Floor | n/a | n/a | Constraints | n/a | n/a
Moves With Nearby Elements | n/a | 1900-12-31T23:59:59 | Submitted:Submitted for Approval | Component | M_Chair:M_Chair:555018 | n/a | n/a | n/a | Constraints | n/a | n/a | n/a
Phase Created | n/a | 1900-12-31T23:59:59 | Submitted:Submitted for Approval | Component | M_Chair:M_Chair:555018 | New Construction | n/a | n/a | Phasing | n/a | n/a
Host | n/a | 1900-12-31T23:59:59 | Submitted:Submitted for Approval | Component | M_Chair:M_Chair:555019 | Floor : nbl_Fin_TmbrBrds-AccPlstrbrdLyr-FlrgGradePolyst-ScrdCemLev | n/a | n/a | Constraints | n/a | n/a
Level | n/a | 1900-12-31T23:59:59 | Submitted:Submitted for Approval | Component | M_Chair:M_Chair:555019 | Level: Ground Floor | n/a | n/a | Constraints | n/a | n/a
Moves With Nearby Elements | n/a | 1900-12-31T23:59:59 | Submitted:Submitted for Approval | Component | M_Chair:M_Chair:555019 | n/a | n/a | n/a | Constraints | n/a | n/a | n/a
Phase Created | n/a | 1900-12-31T23:59:59 | Submitted:Submitted for Approval | Component | M_Chair:M_Chair:555019 | New Construction | n/a | n/a | Phasing | n/a | n/a
Host | n/a | 1900-12-31T23:59:59 | Submitted:Submitted for Approval | Component | M_Chair:M_Chair:555020 | Floor : nbl_Fin_TmbrBrds-AccPlstrbrdLyr-FlrgGradePolyst-ScrdCemLev | n/a | n/a | Constraints | n/a | n/a
Level | n/a | 1900-12-31T23:59:59 | Submitted:Submitted for Approval | Component | M_Chair:M_Chair:555020 | Level: Ground Floor | n/a | n/a | Constraints | n/a | n/a
Moves With Nearby Elements | n/a | 1900-12-31T23:59:59 | Submitted:Submitted for Approval | Component | M_Chair:M_Chair:555020 | n/a | n/a | n/a | Constraints | n/a | n/a | n/a
Phase Created | n/a | 1900-12-31T23:59:59 | Submitted:Submitted for Approval | Component | M_Chair:M_Chair:555020 | New Construction | n/a | n/a | Phasing | n/a | n/a
Host | n/a | 1900-12-31T23:59:59 | Submitted:Submitted for Approval | Component | M_Chair:M_Chair:555022 | Floor : nbl_Fin_TmbrBrds-AccPlstrbrdLyr-FlrgGradePolyst-ScrdCemLev | n/a | n/a | Constraints | n/a | n/a
Level | n/a | 1900-12-31T23:59:59 | Submitted:Submitted for Approval | Component | M_Chair:M_Chair:555022 | Level: Ground Floor | n/a | n/a | Constraints | n/a | n/a
Moves With Nearby Elements | n/a | 1900-12-31T23:59:59 | Submitted:Submitted for Approval | Component | M_Chair:M_Chair:555022 | n/a | n/a | n/a | Constraints | n/a | n/a | n/a
Phase Created | n/a | 1900-12-31T23:59:59 | Submitted:Submitted for Approval | Component | M_Chair:M_Chair:555022 | New Construction | n/a | n/a | Phasing | n/a | n/a
Host | n/a | 1900-12-31T23:59:59 | Submitted:Submitted for Approval | Component | M_Chair:M_Chair:555023 | Floor : nbl_Fin_TmbrBrds-AccPlstrbrdLyr-FlrgGradePolyst-ScrdCemLev | n/a | n/a | Constraints | n/a | n/a
Level | n/a | 1900-12-31T23:59:59 | Submitted:Submitted for Approval | Component | M_Chair:M_Chair:555023 | Level: Ground Floor | n/a | n/a | Constraints | n/a | n/a
Moves With Nearby Elements | n/a | 1900-12-31T23:59:59 | Submitted:Submitted for Approval | Component | M_Chair:M_Chair:555023 | n/a | n/a | n/a | Constraints | n/a | n/a | n/a
Phase Created | n/a | 1900-12-31T23:59:59 | Submitted:Submitted for Approval | Component | M_Chair:M_Chair:555023 | New Construction | n/a | n/a | Phasing | n/a | n/a
Host | n/a | 1900-12-31T23:59:59 | Submitted:Submitted for Approval | Component | M_Chair:M_Chair:555024 | Floor : nbl_Fin_TmbrBrds-AccPlstrbrdLyr-FlrgGradePolyst-ScrdCemLev | n/a | n/a | Constraints | n/a | n/a
Level | n/a | 1900-12-31T23:59:59 | Submitted:Submitted for Approval | Component | M_Chair:M_Chair:555024 | Level: Ground Floor | n/a | n/a | Constraints | n/a | n/a
Moves With Nearby Elements | n/a | 1900-12-31T23:59:59 | Submitted:Submitted for Approval | Component | M_Chair:M_Chair:555024 | n/a | n/a | n/a | Constraints | n/a | n/a | n/a
Phase Created | n/a | 1900-12-31T23:59:59 | Submitted:Submitted for Approval | Component | M_Chair:M_Chair:555024 | New Construction | n/a | n/a | Phasing | n/a | n/a
Host | n/a | 1900-12-31T23:59:59 | Submitted:Submitted for Approval | Component | M_Chair:M_Chair:555025 | Floor : nbl_Fin_TmbrBrds-AccPlstrbrdLyr-FlrgGradePolyst-ScrdCemLev | n/a | n/a | Constraints | n/a | n/a
Level | n/a | 1900-12-31T23:59:59 | Submitted:Submitted for Approval | Component | M_Chair:M_Chair:555025 | Level: Ground Floor | n/a | n/a | Constraints | n/a | n/a
Moves With Nearby Elements | n/a | 1900-12-31T23:59:59 | Submitted:Submitted for Approval | Component | M_Chair:M_Chair:555025 | n/a | n/a | n/a | Constraints | n/a | n/a | n/a
Phase Created | n/a | 1900-12-31T23:59:59 | Submitted:Submitted for Approval | Component | M_Chair:M_Chair:555025 | New Construction | n/a | n/a | Phasing | n/a | n/a
Host | n/a | 1900-12-31T23:59:59 | Submitted:Submitted for Approval | Component | M_Chair:M_Chair:555026 | Floor : nbl_Fin_TmbrBrds-AccPlstrbrdLyr-FlrgGradePolyst-ScrdCemLev | n/a | n/a | Constraints | n/a | n/a
Level | n/a | 1900-12-31T23:59:59 | Submitted:Submitted for Approval | Component | M_Chair:M_Chair:555026 | Level: Ground Floor | n/a | n/a | Constraints | n/a | n/a
Moves With Nearby Elements | n/a | 1900-12-31T23:59:59 | Submitted:Submitted for Approval | Component | M_Chair:M_Chair:555026 | n/a | n/a | n/a | Constraints | n/a | n/a | n/a
Phase Created | n/a | 1900-12-31T23:59:59 | Submitted:Submitted for Approval | Component | M_Chair:M_Chair:555026 | New Construction | n/a | n/a | Phasing | n/a | n/a
Host | n/a | 1900-12-31T23:59:59 | Submitted:Submitted for Approval | Component | M_Chair:M_Chair:555027 | Floor : nbl_Fin_TmbrBrds-AccPlstrbrdLyr-FlrgGradePolyst-ScrdCemLev | n/a | n/a | Constraints | n/a | n/a
Level | n/a | 1900-12-31T23:59:59 | Submitted:Submitted for Approval | Component | M_Chair:M_Chair:555027 | Level: Ground Floor | n/a | n/a | Constraints | n/a | n/a
Moves With Nearby Elements | n/a | 1900-12-31T23:59:59 | Submitted:Submitted for Approval | Component | M_Chair:M_Chair:555027 | n/a | n/a | n/a | Constraints | n/a | n/a | n/a
Phase Created | n/a | 1900-12-31T23:59:59 | Submitted:Submitted for Approval | Component | M_Chair:M_Chair:555027 | New Construction | n/a | n/a | Phasing | n/a | n/a
Host | n/a | 1900-12-31T23:59:59 | Submitted:Submitted for Approval | Component | M_Chair:M_Chair:555068 | Floor : nbl_Fin_TmbrBrds-AccPlstrbrdLyr-FlrgGradePolyst-ScrdCemLev | n/a | n/a | Constraints | n/a | n/a
Level | n/a | 1900-12-31T23:59:59 | Submitted:Submitted for Approval | Component | M_Chair:M_Chair:555068 | Level: Ground Floor | n/a | n/a | Constraints | n/a | n/a
Moves With Nearby Elements | n/a | 1900-12-31T23:59:59 | Submitted:Submitted for Approval | Component | M_Chair:M_Chair:555068 | n/a | n/a | n/a | Constraints | n/a | n/a | n/a
Phase Created | n/a | 1900-12-31T23:59:59 | Submitted:Submitted for Approval | Component | M_Chair:M_Chair:555068 | New Construction | n/a | n/a | Phasing | n/a | n/a
Host | n/a | 1900-12-31T23:59:59 | Submitted:Submitted for Approval | Component | M_Chair:M_Chair:555069 | Floor : nbl_Fin_TmbrBrds-AccPlstrbrdLyr-FlrgGradePolyst-ScrdCemLev | n/a | n/a | Constraints | n/a | n/a
Level | n/a | 1900-12-31T23:59:59 | Submitted:Submitted for Approval | Component | M_Chair:M_Chair:555069 | Level: Ground Floor | n/a | n/a | Constraints | n/a | n/a
Moves With Nearby Elements | n/a | 1900-12-31T23:59:59 | Submitted:Submitted for Approval | Component | M_Chair:M_Chair:555069 | n/a | n/a | n/a | Constraints | n/a | n/a | n/a
Phase Created | n/a | 1900-12-31T23:59:59 | Submitted:Submitted for Approval | Component | M_Chair:M_Chair:555069 | New Construction | n/a | n/a | Phasing | n/a | n/a
Host | n/a | 1900-12-31T23:59:59 | Submitted:Submitted for Approval | Component | M_Chair:M_Chair:555070 | Floor : nbl_Fin_TmbrBrds-AccPlstrbrdLyr-FlrgGradePolyst-ScrdCemLev | n/a | n/a | Constraints | n/a | n/a
Level | n/a | 1900-12-31T23:59:59 | Submitted:Submitted for Approval | Component | M_Chair:M_Chair:555070 | Level: Ground Floor | n/a | n/a | Constraints | n/a | n/a
Moves With Nearby Elements | n/a | 1900-12-31T23:59:59 | Submitted:Submitted for Approval | Component | M_Chair:M_Chair:555070 | n/a | n/a | n/a | Constraints | n/a | n/a | n/a
Phase Created | n/a | 1900-12-31T23:59:59 | Submitted:Submitted for Approval | Component | M_Chair:M_Chair:555070 | New Construction | n/a | n/a | Phasing | n/a | n/a
Host | n/a | 1900-12-31T23:59:59 | Submitted:Submitted for Approval | Component | M_Chair:M_Chair:555071 | Floor : nbl_Fin_TmbrBrds-AccPlstrbrdLyr-FlrgGradePolyst-ScrdCemLev | n/a | n/a | Constraints | n/a | n/a
Level | n/a | 1900-12-31T23:59:59 | Submitted:Submitted for Approval | Component | M_Chair:M_Chair:555071 | Level: Ground Floor | n/a | n/a | Constraints | n/a | n/a
Moves With Nearby Elements | n/a | 1900-12-31T23:59:59 | Submitted:Submitted for Approval | Component | M_Chair:M_Chair:555071 | n/a | n/a | n/a | Constraints | n/a | n/a | n/a
Phase Created | n/a | 1900-12-31T23:59:59 | Submitted:Submitted for Approval | Component | M_Chair:M_Chair:555071 | New Construction | n/a | n/a | Phasing | n/a | n/a
Host | n/a | 1900-12-31T23:59:59 | Submitted:Submitted for Approval | Component | M_Chair:M_Chair:555072 | Floor : nbl_Fin_TmbrBrds-AccPlstrbrdLyr-FlrgGradePolyst-ScrdCemLev | n/a | n/a | Constraints | n/a | n/a
Level | n/a | 1900-12-31T23:59:59 | Submitted:Submitted for Approval | Component | M_Chair:M_Chair:555072 | Level: Ground Floor | n/a | n/a | Constraints | n/a | n/a
Moves With Nearby Elements | n/a | 1900-12-31T23:59:59 | Submitted:Submitted for Approval | Component | M_Chair:M_Chair:555072 | n/a | n/a | n/a | Constraints | n/a | n/a | n/a
Phase Created | n/a | 1900-12-31T23:59:59 | Submitted:Submitted for Approval | Component | M_Chair:M_Chair:555072 | New Construction | n/a | n/a | Phasing | n/a | n/a
Host | n/a | 1900-12-31T23:59:59 | Submitted:Submitted for Approval | Component | M_Chair:M_Chair:555073 | Floor : nbl_Fin_TmbrBrds-AccPlstrbrdLyr-FlrgGradePolyst-ScrdCemLev | n/a | n/a | Constraints | n/a | n/a
Level | n/a | 1900-12-31T23:59:59 | Submitted:Submitted for Approval | Component | M_Chair:M_Chair:555073 | Level: Ground Floor | n/a | n/a | Constraints | n/a | n/a
Moves With Nearby Elements | n/a | 1900-12-31T23:59:59 | Submitted:Submitted for Approval | Component | M_Chair:M_Chair:555073 | n/a | n/a | n/a | Constraints | n/a | n/a | n/a
Phase Created | n/a | 1900-12-31T23:59:59 | Submitted:Submitted for Approval | Component | M_Chair:M_Chair:555073 | New Construction | n/a | n/a | Phasing | n/a | n/a
Host | n/a | 1900-12-31T23:59:59 | Submitted:Submitted for Approval | Component | M_Chair:M_Chair:555075 | Floor : nbl_Fin_TmbrBrds-AccPlstrbrdLyr-FlrgGradePolyst-ScrdCemLev | n/a | n/a | Constraints | n/a | n/a
Level | n/a | 1900-12-31T23:59:59 | Submitted:Submitted for Approval | Component | M_Chair:M_Chair:555075 | Level: Ground Floor | n/a | n/a | Constraints | n/a | n/a
Moves With Nearby Elements | n/a | 1900-12-31T23:59:59 | Submitted:Submitted for Approval | Component | M_Chair:M_Chair:555075 | n/a | n/a | n/a | Constraints | n/a | n/a | n/a
Phase Created | n/a | 1900-12-31T23:59:59 | Submitted:Submitted for Approval | Component | M_Chair:M_Chair:555075 | New Construction | n/a | n/a | Phasing | n/a | n/a
Host | n/a | 1900-12-31T23:59:59 | Submitted:Submitted for Approval | Component | M_Chair:M_Chair:555076 | Floor : nbl_Fin_TmbrBrds-AccPlstrbrdLyr-FlrgGradePolyst-ScrdCemLev | n/a | n/a | Constraints | n/a | n/a
Level | n/a | 1900-12-31T23:59:59 | Submitted:Submitted for Approval | Component | M_Chair:M_Chair:555076 | Level: Ground Floor | n/a | n/a | Constraints | n/a | n/a
Moves With Nearby Elements | n/a | 1900-12-31T23:59:59 | Submitted:Submitted for Approval | Component | M_Chair:M_Chair:555076 | n/a | n/a | n/a | Constraints | n/a | n/a | n/a
Phase Created | n/a | 1900-12-31T23:59:59 | Submitted:Submitted for Approval | Component | M_Chair:M_Chair:555076 | New Construction | n/a | n/a | Phasing | n/a | n/a
Host | n/a | 1900-12-31T23:59:59 | Submitted:Submitted for Approval | Component | M_Chair:M_Chair:555077 | Floor : nbl_Fin_TmbrBrds-AccPlstrbrdLyr-FlrgGradePolyst-ScrdCemLev | n/a | n/a | Constraints | n/a | n/a
Level | n/a | 1900-12-31T23:59:59 | Submitted:Submitted for Approval | Component | M_Chair:M_Chair:555077 | Level: Ground Floor | n/a | n/a | Constraints | n/a | n/a
Moves With Nearby Elements | n/a | 1900-12-31T23:59:59 | Submitted:Submitted for Approval | Component | M_Chair:M_Chair:555077 | n/a | n/a | n/a | Constraints | n/a | n/a | n/a
Phase Created | n/a | 1900-12-31T23:59:59 | Submitted:Submitted for Approval | Component | M_Chair:M_Chair:555077 | New Construction | n/a | n/a | Phasing | n/a | n/a
Host | n/a | 1900-12-31T23:59:59 | Submitted:Submitted for Approval | Component | M_Chair:M_Chair:555078 | Floor : nbl_Fin_TmbrBrds-AccPlstrbrdLyr-FlrgGradePolyst-ScrdCemLev | n/a | n/a | Constraints | n/a | n/a
Level | n/a | 1900-12-31T23:59:59 | Submitted:Submitted for Approval | Component | M_Chair:M_Chair:555078 | Level: Ground Floor | n/a | n/a | Constraints | n/a | n/a
Moves With Nearby Elements | n/a | 1900-12-31T23:59:59 | Submitted:Submitted for Approval | Component | M_Chair:M_Chair:555078 | n/a | n/a | n/a | Constraints | n/a | n/a | n/a
Phase Created | n/a | 1900-12-31T23:59:59 | Submitted:Submitted for Approval | Component | M_Chair:M_Chair:555078 | New Construction | n/a | n/a | Phasing | n/a | n/a
Host | n/a | 1900-12-31T23:59:59 | Submitted:Submitted for Approval | Component | M_Chair:M_Chair:555079 | Floor : nbl_Fin_TmbrBrds-AccPlstrbrdLyr-FlrgGradePolyst-ScrdCemLev | n/a | n/a | Constraints | n/a | n/a
Level | n/a | 1900-12-31T23:59:59 | Submitted:Submitted for Approval | Component | M_Chair:M_Chair:555079 | Level: Ground Floor | n/a | n/a | Constraints | n/a | n/a
Moves With Nearby Elements | n/a | 1900-12-31T23:59:59 | Submitted:Submitted for Approval | Component | M_Chair:M_Chair:555079 | n/a | n/a | n/a | Constraints | n/a | n/a | n/a
Phase Created | n/a | 1900-12-31T23:59:59 | Submitted:Submitted for Approval | Component | M_Chair:M_Chair:555079 | New Construction | n/a | n/a | Phasing | n/a | n/a
Host | n/a | 1900-12-31T23:59:59 | Submitted:Submitted for Approval | Component | M_Chair:M_Chair:555080 | Floor : nbl_Fin_TmbrBrds-AccPlstrbrdLyr-FlrgGradePolyst-ScrdCemLev | n/a | n/a | Constraints | n/a | n/a
Level | n/a | 1900-12-31T23:59:59 | Submitted:Submitted for Approval | Component | M_Chair:M_Chair:555080 | Level: Ground Floor | n/a | n/a | Constraints | n/a | n/a
Moves With Nearby Elements | n/a | 1900-12-31T23:59:59 | Submitted:Submitted for Approval | Component | M_Chair:M_Chair:555080 | n/a | n/a | n/a | Constraints | n/a | n/a | n/a
Phase Created | n/a | 1900-12-31T23:59:59 | Submitted:Submitted for Approval | Component | M_Chair:M_Chair:555080 | New Construction | n/a | n/a | Phasing | n/a | n/a
Host | n/a | 1900-12-31T23:59:59 | Submitted:Submitted for Approval | Component | M_Chair:M_Chair:555119 | Floor : nbl_Fin_TmbrBrds-AccPlstrbrdLyr-FlrgGradePolyst-ScrdCemLev | n/a | n/a | Constraints | n/a | n/a
Level | n/a | 1900-12-31T23:59:59 | Submitted:Submitted for Approval | Component | M_Chair:M_Chair:555119 | Level: Ground Floor | n/a | n/a | Constraints | n/a | n/a
Moves With Nearby Elements | n/a | 1900-12-31T23:59:59 | Submitted:Submitted for Approval | Component | M_Chair:M_Chair:555119 | n/a | n/a | n/a | Constraints | n/a | n/a | n/a
Phase Created | n/a | 1900-12-31T23:59:59 | Submitted:Submitted for Approval | Component | M_Chair:M_Chair:555119 | New Construction | n/a | n/a | Phasing | n/a | n/a
Host | n/a | 1900-12-31T23:59:59 | Submitted:Submitted for Approval | Component | M_Chair:M_Chair:555120 | Floor : nbl_Fin_TmbrBrds-AccPlstrbrdLyr-FlrgGradePolyst-ScrdCemLev | n/a | n/a | Constraints | n/a | n/a
Level | n/a | 1900-12-31T23:59:59 | Submitted:Submitted for Approval | Component | M_Chair:M_Chair:555120 | Level: Ground Floor | n/a | n/a | Constraints | n/a | n/a
Moves With Nearby Elements | n/a | 1900-12-31T23:59:59 | Submitted:Submitted for Approval | Component | M_Chair:M_Chair:555120 | n/a | n/a | n/a | Constraints | n/a | n/a | n/a
Phase Created | n/a | 1900-12-31T23:59:59 | Submitted:Submitted for Approval | Component | M_Chair:M_Chair:555120 | New Construction | n/a | n/a | Phasing | n/a | n/a
Host | n/a | 1900-12-31T23:59:59 | Submitted:Submitted for Approval | Component | M_Chair:M_Chair:555121 | Floor : nbl_Fin_TmbrBrds-AccPlstrbrdLyr-FlrgGradePolyst-ScrdCemLev | n/a | n/a | Constraints | n/a | n/a
Level | n/a | 1900-12-31T23:59:59 | Submitted:Submitted for Approval | Component | M_Chair:M_Chair:555121 | Level: Ground Floor | n/a | n/a | Constraints | n/a | n/a
Moves With Nearby Elements | n/a | 1900-12-31T23:59:59 | Submitted:Submitted for Approval | Component | M_Chair:M_Chair:555121 | n/a | n/a | n/a | Constraints | n/a | n/a | n/a
Phase Created | n/a | 1900-12-31T23:59:59 | Submitted:Submitted for Approval | Component | M_Chair:M_Chair:555121 | New Construction | n/a | n/a | Phasing | n/a | n/a
Host | n/a | 1900-12-31T23:59:59 | Submitted:Submitted for Approval | Component | M_Chair:M_Chair:555122 | Floor : nbl_Fin_TmbrBrds-AccPlstrbrdLyr-FlrgGradePolyst-ScrdCemLev | n/a | n/a | Constraints | n/a | n/a
Level | n/a | 1900-12-31T23:59:59 | Submitted:Submitted for Approval | Component | M_Chair:M_Chair:555122 | Level: Ground Floor | n/a | n/a | Constraints | n/a | n/a
Moves With Nearby Elements | n/a | 1900-12-31T23:59:59 | Submitted:Submitted for Approval | Component | M_Chair:M_Chair:555122 | n/a | n/a | n/a | Constraints | n/a | n/a | n/a
Phase Created | n/a | 1900-12-31T23:59:59 | Submitted:Submitted for Approval | Component | M_Chair:M_Chair:555122 | New Construction | n/a | n/a | Phasing | n/a | n/a
Host | n/a | 1900-12-31T23:59:59 | Submitted:Submitted for Approval | Component | M_Chair:M_Chair:555123 | Floor : nbl_Fin_TmbrBrds-AccPlstrbrdLyr-FlrgGradePolyst-ScrdCemLev | n/a | n/a | Constraints | n/a | n/a
Level | n/a | 1900-12-31T23:59:59 | Submitted:Submitted for Approval | Component | M_Chair:M_Chair:555123 | Level: Ground Floor | n/a | n/a | Constraints | n/a | n/a
Moves With Nearby Elements | n/a | 1900-12-31T23:59:59 | Submitted:Submitted for Approval | Component | M_Chair:M_Chair:555123 | n/a | n/a | n/a | Constraints | n/a | n/a | n/a
Phase Created | n/a | 1900-12-31T23:59:59 | Submitted:Submitted for Approval | Component | M_Chair:M_Chair:555123 | New Construction | n/a | n/a | Phasing | n/a | n/a
Host | n/a | 1900-12-31T23:59:59 | Submitted:Submitted for Approval | Component | M_Chair:M_Chair:555124 | Floor : nbl_Fin_TmbrBrds-AccPlstrbrdLyr-FlrgGradePolyst-ScrdCemLev | n/a | n/a | Constraints | n/a | n/a
Level | n/a | 1900-12-31T23:59:59 | Submitted:Submitted for Approval | Component | M_Chair:M_Chair:555124 | Level: Ground Floor | n/a | n/a | Constraints | n/a | n/a
Moves With Nearby Elements | n/a | 1900-12-31T23:59:59 | Submitted:Submitted for Approval | Component | M_Chair:M_Chair:555124 | n/a | n/a | n/a | Constraints | n/a | n/a | n/a
Phase Created | n/a | 1900-12-31T23:59:59 | Submitted:Submitted for Approval | Component | M_Chair:M_Chair:555124 | New Construction | n/a | n/a | Phasing | n/a | n/a
Host | n/a | 1900-12-31T23:59:59 | Submitted:Submitted for Approval | Component | M_Chair:M_Chair:555126 | Floor : nbl_Fin_TmbrBrds-AccPlstrbrdLyr-FlrgGradePolyst-ScrdCemLev | n/a | n/a | Constraints | n/a | n/a
Level | n/a | 1900-12-31T23:59:59 | Submitted:Submitted for Approval | Component | M_Chair:M_Chair:555126 | Level: Ground Floor | n/a | n/a | Constraints | n/a | n/a
Moves With Nearby Elements | n/a | 1900-12-31T23:59:59 | Submitted:Submitted for Approval | Component | M_Chair:M_Chair:555126 | n/a | n/a | n/a | Constraints | n/a | n/a | n/a
Phase Created | n/a | 1900-12-31T23:59:59 | Submitted:Submitted for Approval | Component | M_Chair:M_Chair:555126 | New Construction | n/a | n/a | Phasing | n/a | n/a
Host | n/a | 1900-12-31T23:59:59 | Submitted:Submitted for Approval | Component | M_Chair:M_Chair:555127 | Floor : nbl_Fin_TmbrBrds-AccPlstrbrdLyr-FlrgGradePolyst-ScrdCemLev | n/a | n/a | Constraints | n/a | n/a
Level | n/a | 1900-12-31T23:59:59 | Submitted:Submitted for Approval | Component | M_Chair:M_Chair:555127 | Level: Ground Floor | n/a | n/a | Constraints | n/a | n/a
Moves With Nearby Elements | n/a | 1900-12-31T23:59:59 | Submitted:Submitted for Approval | Component | M_Chair:M_Chair:555127 | n/a | n/a | n/a | Constraints | n/a | n/a | n/a
Phase Created | n/a | 1900-12-31T23:59:59 | Submitted:Submitted for Approval | Component | M_Chair:M_Chair:555127 | New Construction | n/a | n/a | Phasing | n/a | n/a
Host | n/a | 1900-12-31T23:59:59 | Submitted:Submitted for Approval | Component | M_Chair:M_Chair:555128 | Floor : nbl_Fin_TmbrBrds-AccPlstrbrdLyr-FlrgGradePolyst-ScrdCemLev | n/a | n/a | Constraints | n/a | n/a
Level | n/a | 1900-12-31T23:59:59 | Submitted:Submitted for Approval | Component | M_Chair:M_Chair:555128 | Level: Ground Floor | n/a | n/a | Constraints | n/a | n/a
Moves With Nearby Elements | n/a | 1900-12-31T23:59:59 | Submitted:Submitted for Approval | Component | M_Chair:M_Chair:555128 | n/a | n/a | n/a | Constraints | n/a | n/a | n/a
Phase Created | n/a | 1900-12-31T23:59:59 | Submitted:Submitted for Approval | Component | M_Chair:M_Chair:555128 | New Construction | n/a | n/a | Phasing | n/a | n/a
Host | n/a | 1900-12-31T23:59:59 | Submitted:Submitted for Approval | Component | M_Chair:M_Chair:555129 | Floor : nbl_Fin_TmbrBrds-AccPlstrbrdLyr-FlrgGradePolyst-ScrdCemLev | n/a | n/a | Constraints | n/a | n/a
Level | n/a | 1900-12-31T23:59:59 | Submitted:Submitted for Approval | Component | M_Chair:M_Chair:555129 | Level: Ground Floor | n/a | n/a | Constraints | n/a | n/a
Moves With Nearby Elements | n/a | 1900-12-31T23:59:59 | Submitted:Submitted for Approval | Component | M_Chair:M_Chair:555129 | n/a | n/a | n/a | Constraints | n/a | n/a | n/a
Phase Created | n/a | 1900-12-31T23:59:59 | Submitted:Submitted for Approval | Component | M_Chair:M_Chair:555129 | New Construction | n/a | n/a | Phasing | n/a | n/a
Host | n/a | 1900-12-31T23:59:59 | Submitted:Submitted for Approval | Component | M_Chair:M_Chair:555130 | Floor : nbl_Fin_TmbrBrds-AccPlstrbrdLyr-FlrgGradePolyst-ScrdCemLev | n/a | n/a | Constraints | n/a | n/a
Level | n/a | 1900-12-31T23:59:59 | Submitted:Submitted for Approval | Component | M_Chair:M_Chair:555130 | Level: Ground Floor | n/a | n/a | Constraints | n/a | n/a
Moves With Nearby Elements | n/a | 1900-12-31T23:59:59 | Submitted:Submitted for Approval | Component | M_Chair:M_Chair:555130 | n/a | n/a | n/a | Constraints | n/a | n/a | n/a
Phase Created | n/a | 1900-12-31T23:59:59 | Submitted:Submitted for Approval | Component | M_Chair:M_Chair:555130 | New Construction | n/a | n/a | Phasing | n/a | n/a
Host | n/a | 1900-12-31T23:59:59 | Submitted:Submitted for Approval | Component | M_Chair:M_Chair:555131 | Floor : nbl_Fin_TmbrBrds-AccPlstrbrdLyr-FlrgGradePolyst-ScrdCemLev | n/a | n/a | Constraints | n/a | n/a
Level | n/a | 1900-12-31T23:59:59 | Submitted:Submitted for Approval | Component | M_Chair:M_Chair:555131 | Level: Ground Floor | n/a | n/a | Constraints | n/a | n/a
Moves With Nearby Elements | n/a | 1900-12-31T23:59:59 | Submitted:Submitted for Approval | Component | M_Chair:M_Chair:555131 | n/a | n/a | n/a | Constraints | n/a | n/a | n/a
Phase Created | n/a | 1900-12-31T23:59:59 | Submitted:Submitted for Approval | Component | M_Chair:M_Chair:555131 | New Construction | n/a | n/a | Phasing | n/a | n/a
Host | n/a | 1900-12-31T23:59:59 | Submitted:Submitted for Approval | Component | M_Chair:M_Chair:555172 | Floor : nbl_Fin_TmbrBrds-AccPlstrbrdLyr-FlrgGradePolyst-ScrdCemLev | n/a | n/a | Constraints | n/a | n/a
Level | n/a | 1900-12-31T23:59:59 | Submitted:Submitted for Approval | Component | M_Chair:M_Chair:555172 | Level: Ground Floor | n/a | n/a | Constraints | n/a | n/a
Moves With Nearby Elements | n/a | 1900-12-31T23:59:59 | Submitted:Submitted for Approval | Component | M_Chair:M_Chair:555172 | n/a | n/a | n/a | Constraints | n/a | n/a | n/a
Phase Created | n/a | 1900-12-31T23:59:59 | Submitted:Submitted for Approval | Component | M_Chair:M_Chair:555172 | New Construction | n/a | n/a | Phasing | n/a | n/a
Host | n/a | 1900-12-31T23:59:59 | Submitted:Submitted for Approval | Component | M_Chair:M_Chair:555173 | Floor : nbl_Fin_TmbrBrds-AccPlstrbrdLyr-FlrgGradePolyst-ScrdCemLev | n/a | n/a | Constraints | n/a | n/a
Level | n/a | 1900-12-31T23:59:59 | Submitted:Submitted for Approval | Component | M_Chair:M_Chair:555173 | Level: Ground Floor | n/a | n/a | Constraints | n/a | n/a
Moves With Nearby Elements | n/a | 1900-12-31T23:59:59 | Submitted:Submitted for Approval | Component | M_Chair:M_Chair:555173 | n/a | n/a | n/a | Constraints | n/a | n/a | n/a
Phase Created | n/a | 1900-12-31T23:59:59 | Submitted:Submitted for Approval | Component | M_Chair:M_Chair:555173 | New Construction | n/a | n/a | Phasing | n/a | n/a
Host | n/a | 1900-12-31T23:59:59 | Submitted:Submitted for Approval | Component | M_Chair:M_Chair:555174 | Floor : nbl_Fin_TmbrBrds-AccPlstrbrdLyr-FlrgGradePolyst-ScrdCemLev | n/a | n/a | Constraints | n/a | n/a
Level | n/a | 1900-12-31T23:59:59 | Submitted:Submitted for Approval | Component | M_Chair:M_Chair:555174 | Level: Ground Floor | n/a | n/a | Constraints | n/a | n/a
Moves With Nearby Elements | n/a | 1900-12-31T23:59:59 | Submitted:Submitted for Approval | Component | M_Chair:M_Chair:555174 | n/a | n/a | n/a | Constraints | n/a | n/a | n/a
Phase Created | n/a | 1900-12-31T23:59:59 | Submitted:Submitted for Approval | Component | M_Chair:M_Chair:555174 | New Construction | n/a | n/a | Phasing | n/a | n/a
Host | n/a | 1900-12-31T23:59:59 | Submitted:Submitted for Approval | Component | M_Chair:M_Chair:555175 | Floor : nbl_Fin_TmbrBrds-AccPlstrbrdLyr-FlrgGradePolyst-ScrdCemLev | n/a | n/a | Constraints | n/a | n/a
Level | n/a | 1900-12-31T23:59:59 | Submitted:Submitted for Approval | Component | M_Chair:M_Chair:555175 | Level: Ground Floor | n/a | n/a | Constraints | n/a | n/a
Moves With Nearby Elements | n/a | 1900-12-31T23:59:59 | Submitted:Submitted for Approval | Component | M_Chair:M_Chair:555175 | n/a | n/a | n/a | Constraints | n/a | n/a | n/a
Phase Created | n/a | 1900-12-31T23:59:59 | Submitted:Submitted for Approval | Component | M_Chair:M_Chair:555175 | New Construction | n/a | n/a | Phasing | n/a | n/a
Host | n/a | 1900-12-31T23:59:59 | Submitted:Submitted for Approval | Component | M_Chair:M_Chair:555176 | Floor : nbl_Fin_TmbrBrds-AccPlstrbrdLyr-FlrgGradePolyst-ScrdCemLev | n/a | n/a | Constraints | n/a | n/a
Level | n/a | 1900-12-31T23:59:59 | Submitted:Submitted for Approval | Component | M_Chair:M_Chair:555176 | Level: Ground Floor | n/a | n/a | Constraints | n/a | n/a
Moves With Nearby Elements | n/a | 1900-12-31T23:59:59 | Submitted:Submitted for Approval | Component | M_Chair:M_Chair:555176 | n/a | n/a | n/a | Constraints | n/a | n/a | n/a
Phase Created | n/a | 1900-12-31T23:59:59 | Submitted:Submitted for Approval | Component | M_Chair:M_Chair:555176 | New Construction | n/a | n/a | Phasing | n/a | n/a
Host | n/a | 1900-12-31T23:59:59 | Submitted:Submitted for Approval | Component | M_Chair:M_Chair:555177 | Floor : nbl_Fin_TmbrBrds-AccPlstrbrdLyr-FlrgGradePolyst-ScrdCemLev | n/a | n/a | Constraints | n/a | n/a
Level | n/a | 1900-12-31T23:59:59 | Submitted:Submitted for Approval | Component | M_Chair:M_Chair:555177 | Level: Ground Floor | n/a | n/a | Constraints | n/a | n/a
Moves With Nearby Elements | n/a | 1900-12-31T23:59:59 | Submitted:Submitted for Approval | Component | M_Chair:M_Chair:555177 | n/a | n/a | n/a | Constraints | n/a | n/a | n/a
Phase Created | n/a | 1900-12-31T23:59:59 | Submitted:Submitted for Approval | Component | M_Chair:M_Chair:555177 | New Construction | n/a | n/a | Phasing | n/a | n/a
Host | n/a | 1900-12-31T23:59:59 | Submitted:Submitted for Approval | Component | M_Chair:M_Chair:555179 | Floor : nbl_Fin_TmbrBrds-AccPlstrbrdLyr-FlrgGradePolyst-ScrdCemLev | n/a | n/a | Constraints | n/a | n/a
Level | n/a | 1900-12-31T23:59:59 | Submitted:Submitted for Approval | Component | M_Chair:M_Chair:555179 | Level: Ground Floor | n/a | n/a | Constraints | n/a | n/a
Moves With Nearby Elements | n/a | 1900-12-31T23:59:59 | Submitted:Submitted for Approval | Component | M_Chair:M_Chair:555179 | n/a | n/a | n/a | Constraints | n/a | n/a | n/a
Phase Created | n/a | 1900-12-31T23:59:59 | Submitted:Submitted for Approval | Component | M_Chair:M_Chair:555179 | New Construction | n/a | n/a | Phasing | n/a | n/a
Host | n/a | 1900-12-31T23:59:59 | Submitted:Submitted for Approval | Component | M_Chair:M_Chair:555180 | Floor : nbl_Fin_TmbrBrds-AccPlstrbrdLyr-FlrgGradePolyst-ScrdCemLev | n/a | n/a | Constraints | n/a | n/a
Level | n/a | 1900-12-31T23:59:59 | Submitted:Submitted for Approval | Component | M_Chair:M_Chair:555180 | Level: Ground Floor | n/a | n/a | Constraints | n/a | n/a
Moves With Nearby Elements | n/a | 1900-12-31T23:59:59 | Submitted:Submitted for Approval | Component | M_Chair:M_Chair:555180 | n/a | n/a | n/a | Constraints | n/a | n/a | n/a
Phase Created | n/a | 1900-12-31T23:59:59 | Submitted:Submitted for Approval | Component | M_Chair:M_Chair:555180 | New Construction | n/a | n/a | Phasing | n/a | n/a
Host | n/a | 1900-12-31T23:59:59 | Submitted:Submitted for Approval | Component | M_Chair:M_Chair:555181 | Floor : nbl_Fin_TmbrBrds-AccPlstrbrdLyr-FlrgGradePolyst-ScrdCemLev | n/a | n/a | Constraints | n/a | n/a
Level | n/a | 1900-12-31T23:59:59 | Submitted:Submitted for Approval | Component | M_Chair:M_Chair:555181 | Level: Ground Floor | n/a | n/a | Constraints | n/a | n/a
Moves With Nearby Elements | n/a | 1900-12-31T23:59:59 | Submitted:Submitted for Approval | Component | M_Chair:M_Chair:555181 | n/a | n/a | n/a | Constraints | n/a | n/a | n/a
Phase Created | n/a | 1900-12-31T23:59:59 | Submitted:Submitted for Approval | Component | M_Chair:M_Chair:555181 | New Construction | n/a | n/a | Phasing | n/a | n/a
Host | n/a | 1900-12-31T23:59:59 | Submitted:Submitted for Approval | Component | M_Chair:M_Chair:555182 | Floor : nbl_Fin_TmbrBrds-AccPlstrbrdLyr-FlrgGradePolyst-ScrdCemLev | n/a | n/a | Constraints | n/a | n/a
Level | n/a | 1900-12-31T23:59:59 | Submitted:Submitted for Approval | Component | M_Chair:M_Chair:555182 | Level: Ground Floor | n/a | n/a | Constraints | n/a | n/a
Moves With Nearby Elements | n/a | 1900-12-31T23:59:59 | Submitted:Submitted for Approval | Component | M_Chair:M_Chair:555182 | n/a | n/a | n/a | Constraints | n/a | n/a | n/a
Phase Created | n/a | 1900-12-31T23:59:59 | Submitted:Submitted for Approval | Component | M_Chair:M_Chair:555182 | New Construction | n/a | n/a | Phasing | n/a | n/a
Host | n/a | 1900-12-31T23:59:59 | Submitted:Submitted for Approval | Component | M_Chair:M_Chair:555183 | Floor : nbl_Fin_TmbrBrds-AccPlstrbrdLyr-FlrgGradePolyst-ScrdCemLev | n/a | n/a | Constraints | n/a | n/a
Level | n/a | 1900-12-31T23:59:59 | Submitted:Submitted for Approval | Component | M_Chair:M_Chair:555183 | Level: Ground Floor | n/a | n/a | Constraints | n/a | n/a
Moves With Nearby Elements | n/a | 1900-12-31T23:59:59 | Submitted:Submitted for Approval | Component | M_Chair:M_Chair:555183 | n/a | n/a | n/a | Constraints | n/a | n/a | n/a
Phase Created | n/a | 1900-12-31T23:59:59 | Submitted:Submitted for Approval | Component | M_Chair:M_Chair:555183 | New Construction | n/a | n/a | Phasing | n/a | n/a
Host | n/a | 1900-12-31T23:59:59 | Submitted:Submitted for Approval | Component | M_Chair:M_Chair:555184 | Floor : nbl_Fin_TmbrBrds-AccPlstrbrdLyr-FlrgGradePolyst-ScrdCemLev | n/a | n/a | Constraints | n/a | n/a
Level | n/a | 1900-12-31T23:59:59 | Submitted:Submitted for Approval | Component | M_Chair:M_Chair:555184 | Level: Ground Floor | n/a | n/a | Constraints | n/a | n/a
Moves With Nearby Elements | n/a | 1900-12-31T23:59:59 | Submitted:Submitted for Approval | Component | M_Chair:M_Chair:555184 | n/a | n/a | n/a | Constraints | n/a | n/a | n/a
Phase Created | n/a | 1900-12-31T23:59:59 | Submitted:Submitted for Approval | Component | M_Chair:M_Chair:555184 | New Construction | n/a | n/a | Phasing | n/a | n/a
Chairs | n/a | 1900-12-31T23:59:59 | Submitted:Submitted for Approval | Type | 1500mm Diameter | 6 | n/a | n/a | Construction | n/a | n/a | n/a
Diameter | n/a | 1900-12-31T23:59:59 | Submitted:Submitted for Approval | Type | 1500mm Diameter | 1500 | n/a | n/a | Dimensions | n/a | n/a | n/a
Height | n/a | 1900-12-31T23:59:59 | Submitted:Submitted for Approval | Type | 1500mm Diameter | 760 | n/a | n/a | Dimensions | n/a | n/a | n/a
Radius | n/a | 1900-12-31T23:59:59 | Submitted:Submitted for Approval | Type | 1500mm Diameter | 750 | n/a | n/a | Dimensions | n/a | n/a | n/a
Assembly Code | n/a | 1900-12-31T23:59:59 | Submitted:Submitted for Approval | Type | 1500mm Diameter |  | n/a | n/a | Identity Data | n/a | n/a
Assembly Description | n/a | 1900-12-31T23:59:59 | Submitted:Submitted for Approval | Type | 1500mm Diameter |  | n/a | n/a | Identity Data | n/a | n/a
Keynote | n/a | 1900-12-31T23:59:59 | Submitted:Submitted for Approval | Type | 1500mm Diameter | N | n/a | n/a | Identity Data | n/a | n/a
OmniClass Number | n/a | 1900-12-31T23:59:59 | Submitted:Submitted for Approval | Type | 1500mm Diameter |  | n/a | n/a | Identity Data | n/a | n/a
OmniClass Title | n/a | 1900-12-31T23:59:59 | Submitted:Submitted for Approval | Type | 1500mm Diameter |  | n/a | n/a | Identity Data | n/a | n/a
Material Base | n/a | 1900-12-31T23:59:59 | Submitted:Submitted for Approval | Type | 1500mm Diameter | Wood - Pine | n/a | n/a | Materials and Finishes | n/a | n/a
Material Top | n/a | 1900-12-31T23:59:59 | Submitted:Submitted for Approval | Type | 1500mm Diameter | Laminate - Linen, Matte | n/a | n/a | Materials and Finishes | n/a | n/a
Host | n/a | 1900-12-31T23:59:59 | Submitted:Submitted for Approval | Component | M_Table - Dining w Chairs:1500mm Diameter:555327 | Floor : nbl_Fin_TmbrBrds-AccPlstrbrdLyr-FlrgGradePolyst-ScrdCemLev | n/a | n/a | Constraints | n/a | n/a
Level | n/a | 1900-12-31T23:59:59 | Submitted:Submitted for Approval | Component | M_Table - Dining w Chairs:1500mm Diameter:555327 | Level: Ground Floor | n/a | n/a | Constraints | n/a | n/a
Moves With Nearby Elements | n/a | 1900-12-31T23:59:59 | Submitted:Submitted for Approval | Component | M_Table - Dining w Chairs:1500mm Diameter:555327 | n/a | n/a | n/a | Constraints | n/a | n/a | n/a
Phase Created | n/a | 1900-12-31T23:59:59 | Submitted:Submitted for Approval | Component | M_Table - Dining w Chairs:1500mm Diameter:555327 | New Construction | n/a | n/a | Phasing | n/a | n/a
Host | n/a | 1900-12-31T23:59:59 | Submitted:Submitted for Approval | Component | M_Table - Dining w Chairs:1500mm Diameter:555334 | Floor : nbl_Fin_TmbrBrds-AccPlstrbrdLyr-FlrgGradePolyst-ScrdCemLev | n/a | n/a | Constraints | n/a | n/a
Level | n/a | 1900-12-31T23:59:59 | Submitted:Submitted for Approval | Component | M_Table - Dining w Chairs:1500mm Diameter:555334 | Level: Ground Floor | n/a | n/a | Constraints | n/a | n/a
Moves With Nearby Elements | n/a | 1900-12-31T23:59:59 | Submitted:Submitted for Approval | Component | M_Table - Dining w Chairs:1500mm Diameter:555334 | n/a | n/a | n/a | Constraints | n/a | n/a | n/a
Phase Created | n/a | 1900-12-31T23:59:59 | Submitted:Submitted for Approval | Component | M_Table - Dining w Chairs:1500mm Diameter:555334 | New Construction | n/a | n/a | Phasing | n/a | n/a
Host | n/a | 1900-12-31T23:59:59 | Submitted:Submitted for Approval | Component | M_Table - Dining w Chairs:1500mm Diameter:555341 | Floor : nbl_Fin_TmbrBrds-AccPlstrbrdLyr-FlrgGradePolyst-ScrdCemLev | n/a | n/a | Constraints | n/a | n/a
Level | n/a | 1900-12-31T23:59:59 | Submitted:Submitted for Approval | Component | M_Table - Dining w Chairs:1500mm Diameter:555341 | Level: Ground Floor | n/a | n/a | Constraints | n/a | n/a
Moves With Nearby Elements | n/a | 1900-12-31T23:59:59 | Submitted:Submitted for Approval | Component | M_Table - Dining w Chairs:1500mm Diameter:555341 | n/a | n/a | n/a | Constraints | n/a | n/a | n/a
Phase Created | n/a | 1900-12-31T23:59:59 | Submitted:Submitted for Approval | Component | M_Table - Dining w Chairs:1500mm Diameter:555341 | New Construction | n/a | n/a | Phasing | n/a | n/a
Host | n/a | 1900-12-31T23:59:59 | Submitted:Submitted for Approval | Component | M_Table - Dining w Chairs:1500mm Diameter:555348 | Floor : nbl_Fin_TmbrBrds-AccPlstrbrdLyr-FlrgGradePolyst-ScrdCemLev | n/a | n/a | Constraints | n/a | n/a
Level | n/a | 1900-12-31T23:59:59 | Submitted:Submitted for Approval | Component | M_Table - Dining w Chairs:1500mm Diameter:555348 | Level: Ground Floor | n/a | n/a | Constraints | n/a | n/a
Moves With Nearby Elements | n/a | 1900-12-31T23:59:59 | Submitted:Submitted for Approval | Component | M_Table - Dining w Chairs:1500mm Diameter:555348 | n/a | n/a | n/a | Constraints | n/a | n/a | n/a
Phase Created | n/a | 1900-12-31T23:59:59 | Submitted:Submitted for Approval | Component | M_Table - Dining w Chairs:1500mm Diameter:555348 | New Construction | n/a | n/a | Phasing | n/a | n/a
Assembly Code | n/a | 1900-12-31T23:59:59 | Submitted:Submitted for Approval | Type | M_Chair |  | n/a | n/a | Identity Data | n/a | n/a
Assembly Description | n/a | 1900-12-31T23:59:59 | Submitted:Submitted for Approval | Type | M_Chair |  | n/a | n/a | Identity Data | n/a | n/a
Keynote | n/a | 1900-12-31T23:59:59 | Submitted:Submitted for Approval | Type | M_Chair | N | n/a | n/a | Identity Data | n/a | n/a
OmniClass Number | n/a | 1900-12-31T23:59:59 | Submitted:Submitted for Approval | Type | M_Chair |  | n/a | n/a | Identity Data | n/a | n/a
OmniClass Title | n/a | 1900-12-31T23:59:59 | Submitted:Submitted for Approval | Type | M_Chair |  | n/a | n/a | Identity Data | n/a | n/a
Material Frame | n/a | 1900-12-31T23:59:59 | Submitted:Submitted for Approval | Type | M_Chair | Metal - Chrome | n/a | n/a | Materials and Finishes | n/a | n/a
Material Seat | n/a | 1900-12-31T23:59:59 | Submitted:Submitted for Approval | Type | M_Chair | Textile - Bamboo Weave | n/a | n/a | Materials and Finishes | n/a | n/a
Host | n/a | 1900-12-31T23:59:59 | Submitted:Submitted for Approval | Component | M_Chair:M_Chair:555328 | Floor : nbl_Fin_TmbrBrds-AccPlstrbrdLyr-FlrgGradePolyst-ScrdCemLev | n/a | n/a | Constraints | n/a | n/a
Level | n/a | 1900-12-31T23:59:59 | Submitted:Submitted for Approval | Component | M_Chair:M_Chair:555328 | Level: Ground Floor | n/a | n/a | Constraints | n/a | n/a
Moves With Nearby Elements | n/a | 1900-12-31T23:59:59 | Submitted:Submitted for Approval | Component | M_Chair:M_Chair:555328 | n/a | n/a | n/a | Constraints | n/a | n/a | n/a
Phase Created | n/a | 1900-12-31T23:59:59 | Submitted:Submitted for Approval | Component | M_Chair:M_Chair:555328 | New Construction | n/a | n/a | Phasing | n/a | n/a
Host | n/a | 1900-12-31T23:59:59 | Submitted:Submitted for Approval | Component | M_Chair:M_Chair:555329 | Floor : nbl_Fin_TmbrBrds-AccPlstrbrdLyr-FlrgGradePolyst-ScrdCemLev | n/a | n/a | Constraints | n/a | n/a
Level | n/a | 1900-12-31T23:59:59 | Submitted:Submitted for Approval | Component | M_Chair:M_Chair:555329 | Level: Ground Floor | n/a | n/a | Constraints | n/a | n/a
Moves With Nearby Elements | n/a | 1900-12-31T23:59:59 | Submitted:Submitted for Approval | Component | M_Chair:M_Chair:555329 | n/a | n/a | n/a | Constraints | n/a | n/a | n/a
Phase Created | n/a | 1900-12-31T23:59:59 | Submitted:Submitted for Approval | Component | M_Chair:M_Chair:555329 | New Construction | n/a | n/a | Phasing | n/a | n/a
Host | n/a | 1900-12-31T23:59:59 | Submitted:Submitted for Approval | Component | M_Chair:M_Chair:555330 | Floor : nbl_Fin_TmbrBrds-AccPlstrbrdLyr-FlrgGradePolyst-ScrdCemLev | n/a | n/a | Constraints | n/a | n/a
Level | n/a | 1900-12-31T23:59:59 | Submitted:Submitted for Approval | Component | M_Chair:M_Chair:555330 | Level: Ground Floor | n/a | n/a | Constraints | n/a | n/a
Moves With Nearby Elements | n/a | 1900-12-31T23:59:59 | Submitted:Submitted for Approval | Component | M_Chair:M_Chair:555330 | n/a | n/a | n/a | Constraints | n/a | n/a | n/a
Phase Created | n/a | 1900-12-31T23:59:59 | Submitted:Submitted for Approval | Component | M_Chair:M_Chair:555330 | New Construction | n/a | n/a | Phasing | n/a | n/a
Host | n/a | 1900-12-31T23:59:59 | Submitted:Submitted for Approval | Component | M_Chair:M_Chair:555331 | Floor : nbl_Fin_TmbrBrds-AccPlstrbrdLyr-FlrgGradePolyst-ScrdCemLev | n/a | n/a | Constraints | n/a | n/a
Level | n/a | 1900-12-31T23:59:59 | Submitted:Submitted for Approval | Component | M_Chair:M_Chair:555331 | Level: Ground Floor | n/a | n/a | Constraints | n/a | n/a
Moves With Nearby Elements | n/a | 1900-12-31T23:59:59 | Submitted:Submitted for Approval | Component | M_Chair:M_Chair:555331 | n/a | n/a | n/a | Constraints | n/a | n/a | n/a
Phase Created | n/a | 1900-12-31T23:59:59 | Submitted:Submitted for Approval | Component | M_Chair:M_Chair:555331 | New Construction | n/a | n/a | Phasing | n/a | n/a
Host | n/a | 1900-12-31T23:59:59 | Submitted:Submitted for Approval | Component | M_Chair:M_Chair:555332 | Floor : nbl_Fin_TmbrBrds-AccPlstrbrdLyr-FlrgGradePolyst-ScrdCemLev | n/a | n/a | Constraints | n/a | n/a
Level | n/a | 1900-12-31T23:59:59 | Submitted:Submitted for Approval | Component | M_Chair:M_Chair:555332 | Level: Ground Floor | n/a | n/a | Constraints | n/a | n/a
Moves With Nearby Elements | n/a | 1900-12-31T23:59:59 | Submitted:Submitted for Approval | Component | M_Chair:M_Chair:555332 | n/a | n/a | n/a | Constraints | n/a | n/a | n/a
Phase Created | n/a | 1900-12-31T23:59:59 | Submitted:Submitted for Approval | Component | M_Chair:M_Chair:555332 | New Construction | n/a | n/a | Phasing | n/a | n/a
Host | n/a | 1900-12-31T23:59:59 | Submitted:Submitted for Approval | Component | M_Chair:M_Chair:555333 | Floor : nbl_Fin_TmbrBrds-AccPlstrbrdLyr-FlrgGradePolyst-ScrdCemLev | n/a | n/a | Constraints | n/a | n/a
Level | n/a | 1900-12-31T23:59:59 | Submitted:Submitted for Approval | Component | M_Chair:M_Chair:555333 | Level: Ground Floor | n/a | n/a | Constraints | n/a | n/a
Moves With Nearby Elements | n/a | 1900-12-31T23:59:59 | Submitted:Submitted for Approval | Component | M_Chair:M_Chair:555333 | n/a | n/a | n/a | Constraints | n/a | n/a | n/a
Phase Created | n/a | 1900-12-31T23:59:59 | Submitted:Submitted for Approval | Component | M_Chair:M_Chair:555333 | New Construction | n/a | n/a | Phasing | n/a | n/a
Host | n/a | 1900-12-31T23:59:59 | Submitted:Submitted for Approval | Component | M_Chair:M_Chair:555335 | Floor : nbl_Fin_TmbrBrds-AccPlstrbrdLyr-FlrgGradePolyst-ScrdCemLev | n/a | n/a | Constraints | n/a | n/a
Level | n/a | 1900-12-31T23:59:59 | Submitted:Submitted for Approval | Component | M_Chair:M_Chair:555335 | Level: Ground Floor | n/a | n/a | Constraints | n/a | n/a
Moves With Nearby Elements | n/a | 1900-12-31T23:59:59 | Submitted:Submitted for Approval | Component | M_Chair:M_Chair:555335 | n/a | n/a | n/a | Constraints | n/a | n/a | n/a
Phase Created | n/a | 1900-12-31T23:59:59 | Submitted:Submitted for Approval | Component | M_Chair:M_Chair:555335 | New Construction | n/a | n/a | Phasing | n/a | n/a
Host | n/a | 1900-12-31T23:59:59 | Submitted:Submitted for Approval | Component | M_Chair:M_Chair:555336 | Floor : nbl_Fin_TmbrBrds-AccPlstrbrdLyr-FlrgGradePolyst-ScrdCemLev | n/a | n/a | Constraints | n/a | n/a
Level | n/a | 1900-12-31T23:59:59 | Submitted:Submitted for Approval | Component | M_Chair:M_Chair:555336 | Level: Ground Floor | n/a | n/a | Constraints | n/a | n/a
Moves With Nearby Elements | n/a | 1900-12-31T23:59:59 | Submitted:Submitted for Approval | Component | M_Chair:M_Chair:555336 | n/a | n/a | n/a | Constraints | n/a | n/a | n/a
Phase Created | n/a | 1900-12-31T23:59:59 | Submitted:Submitted for Approval | Component | M_Chair:M_Chair:555336 | New Construction | n/a | n/a | Phasing | n/a | n/a
Host | n/a | 1900-12-31T23:59:59 | Submitted:Submitted for Approval | Component | M_Chair:M_Chair:555337 | Floor : nbl_Fin_TmbrBrds-AccPlstrbrdLyr-FlrgGradePolyst-ScrdCemLev | n/a | n/a | Constraints | n/a | n/a
Level | n/a | 1900-12-31T23:59:59 | Submitted:Submitted for Approval | Component | M_Chair:M_Chair:555337 | Level: Ground Floor | n/a | n/a | Constraints | n/a | n/a
Moves With Nearby Elements | n/a | 1900-12-31T23:59:59 | Submitted:Submitted for Approval | Component | M_Chair:M_Chair:555337 | n/a | n/a | n/a | Constraints | n/a | n/a | n/a
Phase Created | n/a | 1900-12-31T23:59:59 | Submitted:Submitted for Approval | Component | M_Chair:M_Chair:555337 | New Construction | n/a | n/a | Phasing | n/a | n/a
Host | n/a | 1900-12-31T23:59:59 | Submitted:Submitted for Approval | Component | M_Chair:M_Chair:555338 | Floor : nbl_Fin_TmbrBrds-AccPlstrbrdLyr-FlrgGradePolyst-ScrdCemLev | n/a | n/a | Constraints | n/a | n/a
Level | n/a | 1900-12-31T23:59:59 | Submitted:Submitted for Approval | Component | M_Chair:M_Chair:555338 | Level: Ground Floor | n/a | n/a | Constraints | n/a | n/a
Moves With Nearby Elements | n/a | 1900-12-31T23:59:59 | Submitted:Submitted for Approval | Component | M_Chair:M_Chair:555338 | n/a | n/a | n/a | Constraints | n/a | n/a | n/a
Phase Created | n/a | 1900-12-31T23:59:59 | Submitted:Submitted for Approval | Component | M_Chair:M_Chair:555338 | New Construction | n/a | n/a | Phasing | n/a | n/a
Host | n/a | 1900-12-31T23:59:59 | Submitted:Submitted for Approval | Component | M_Chair:M_Chair:555339 | Floor : nbl_Fin_TmbrBrds-AccPlstrbrdLyr-FlrgGradePolyst-ScrdCemLev | n/a | n/a | Constraints | n/a | n/a
Level | n/a | 1900-12-31T23:59:59 | Submitted:Submitted for Approval | Component | M_Chair:M_Chair:555339 | Level: Ground Floor | n/a | n/a | Constraints | n/a | n/a
Moves With Nearby Elements | n/a | 1900-12-31T23:59:59 | Submitted:Submitted for Approval | Component | M_Chair:M_Chair:555339 | n/a | n/a | n/a | Constraints | n/a | n/a | n/a
Phase Created | n/a | 1900-12-31T23:59:59 | Submitted:Submitted for Approval | Component | M_Chair:M_Chair:555339 | New Construction | n/a | n/a | Phasing | n/a | n/a
Host | n/a | 1900-12-31T23:59:59 | Submitted:Submitted for Approval | Component | M_Chair:M_Chair:555340 | Floor : nbl_Fin_TmbrBrds-AccPlstrbrdLyr-FlrgGradePolyst-ScrdCemLev | n/a | n/a | Constraints | n/a | n/a
Level | n/a | 1900-12-31T23:59:59 | Submitted:Submitted for Approval | Component | M_Chair:M_Chair:555340 | Level: Ground Floor | n/a | n/a | Constraints | n/a | n/a
Moves With Nearby Elements | n/a | 1900-12-31T23:59:59 | Submitted:Submitted for Approval | Component | M_Chair:M_Chair:555340 | n/a | n/a | n/a | Constraints | n/a | n/a | n/a
Phase Created | n/a | 1900-12-31T23:59:59 | Submitted:Submitted for Approval | Component | M_Chair:M_Chair:555340 | New Construction | n/a | n/a | Phasing | n/a | n/a
Host | n/a | 1900-12-31T23:59:59 | Submitted:Submitted for Approval | Component | M_Chair:M_Chair:555342 | Floor : nbl_Fin_TmbrBrds-AccPlstrbrdLyr-FlrgGradePolyst-ScrdCemLev | n/a | n/a | Constraints | n/a | n/a
Level | n/a | 1900-12-31T23:59:59 | Submitted:Submitted for Approval | Component | M_Chair:M_Chair:555342 | Level: Ground Floor | n/a | n/a | Constraints | n/a | n/a
Moves With Nearby Elements | n/a | 1900-12-31T23:59:59 | Submitted:Submitted for Approval | Component | M_Chair:M_Chair:555342 | n/a | n/a | n/a | Constraints | n/a | n/a | n/a
Phase Created | n/a | 1900-12-31T23:59:59 | Submitted:Submitted for Approval | Component | M_Chair:M_Chair:555342 | New Construction | n/a | n/a | Phasing | n/a | n/a
Host | n/a | 1900-12-31T23:59:59 | Submitted:Submitted for Approval | Component | M_Chair:M_Chair:555343 | Floor : nbl_Fin_TmbrBrds-AccPlstrbrdLyr-FlrgGradePolyst-ScrdCemLev | n/a | n/a | Constraints | n/a | n/a
Level | n/a | 1900-12-31T23:59:59 | Submitted:Submitted for Approval | Component | M_Chair:M_Chair:555343 | Level: Ground Floor | n/a | n/a | Constraints | n/a | n/a
Moves With Nearby Elements | n/a | 1900-12-31T23:59:59 | Submitted:Submitted for Approval | Component | M_Chair:M_Chair:555343 | n/a | n/a | n/a | Constraints | n/a | n/a | n/a
Phase Created | n/a | 1900-12-31T23:59:59 | Submitted:Submitted for Approval | Component | M_Chair:M_Chair:555343 | New Construction | n/a | n/a | Phasing | n/a | n/a
Host | n/a | 1900-12-31T23:59:59 | Submitted:Submitted for Approval | Component | M_Chair:M_Chair:555344 | Floor : nbl_Fin_TmbrBrds-AccPlstrbrdLyr-FlrgGradePolyst-ScrdCemLev | n/a | n/a | Constraints | n/a | n/a
Level | n/a | 1900-12-31T23:59:59 | Submitted:Submitted for Approval | Component | M_Chair:M_Chair:555344 | Level: Ground Floor | n/a | n/a | Constraints | n/a | n/a
Moves With Nearby Elements | n/a | 1900-12-31T23:59:59 | Submitted:Submitted for Approval | Component | M_Chair:M_Chair:555344 | n/a | n/a | n/a | Constraints | n/a | n/a | n/a
Phase Created | n/a | 1900-12-31T23:59:59 | Submitted:Submitted for Approval | Component | M_Chair:M_Chair:555344 | New Construction | n/a | n/a | Phasing | n/a | n/a
Host | n/a | 1900-12-31T23:59:59 | Submitted:Submitted for Approval | Component | M_Chair:M_Chair:555345 | Floor : nbl_Fin_TmbrBrds-AccPlstrbrdLyr-FlrgGradePolyst-ScrdCemLev | n/a | n/a | Constraints | n/a | n/a
Level | n/a | 1900-12-31T23:59:59 | Submitted:Submitted for Approval | Component | M_Chair:M_Chair:555345 | Level: Ground Floor | n/a | n/a | Constraints | n/a | n/a
Moves With Nearby Elements | n/a | 1900-12-31T23:59:59 | Submitted:Submitted for Approval | Component | M_Chair:M_Chair:555345 | n/a | n/a | n/a | Constraints | n/a | n/a | n/a
Phase Created | n/a | 1900-12-31T23:59:59 | Submitted:Submitted for Approval | Component | M_Chair:M_Chair:555345 | New Construction | n/a | n/a | Phasing | n/a | n/a
Host | n/a | 1900-12-31T23:59:59 | Submitted:Submitted for Approval | Component | M_Chair:M_Chair:555346 | Floor : nbl_Fin_TmbrBrds-AccPlstrbrdLyr-FlrgGradePolyst-ScrdCemLev | n/a | n/a | Constraints | n/a | n/a
Level | n/a | 1900-12-31T23:59:59 | Submitted:Submitted for Approval | Component | M_Chair:M_Chair:555346 | Level: Ground Floor | n/a | n/a | Constraints | n/a | n/a
Moves With Nearby Elements | n/a | 1900-12-31T23:59:59 | Submitted:Submitted for Approval | Component | M_Chair:M_Chair:555346 | n/a | n/a | n/a | Constraints | n/a | n/a | n/a
Phase Created | n/a | 1900-12-31T23:59:59 | Submitted:Submitted for Approval | Component | M_Chair:M_Chair:555346 | New Construction | n/a | n/a | Phasing | n/a | n/a
Host | n/a | 1900-12-31T23:59:59 | Submitted:Submitted for Approval | Component | M_Chair:M_Chair:555347 | Floor : nbl_Fin_TmbrBrds-AccPlstrbrdLyr-FlrgGradePolyst-ScrdCemLev | n/a | n/a | Constraints | n/a | n/a
Level | n/a | 1900-12-31T23:59:59 | Submitted:Submitted for Approval | Component | M_Chair:M_Chair:555347 | Level: Ground Floor | n/a | n/a | Constraints | n/a | n/a
Moves With Nearby Elements | n/a | 1900-12-31T23:59:59 | Submitted:Submitted for Approval | Component | M_Chair:M_Chair:555347 | n/a | n/a | n/a | Constraints | n/a | n/a | n/a
Phase Created | n/a | 1900-12-31T23:59:59 | Submitted:Submitted for Approval | Component | M_Chair:M_Chair:555347 | New Construction | n/a | n/a | Phasing | n/a | n/a
Host | n/a | 1900-12-31T23:59:59 | Submitted:Submitted for Approval | Component | M_Chair:M_Chair:555349 | Floor : nbl_Fin_TmbrBrds-AccPlstrbrdLyr-FlrgGradePolyst-ScrdCemLev | n/a | n/a | Constraints | n/a | n/a
Level | n/a | 1900-12-31T23:59:59 | Submitted:Submitted for Approval | Component | M_Chair:M_Chair:555349 | Level: Ground Floor | n/a | n/a | Constraints | n/a | n/a
Moves With Nearby Elements | n/a | 1900-12-31T23:59:59 | Submitted:Submitted for Approval | Component | M_Chair:M_Chair:555349 | n/a | n/a | n/a | Constraints | n/a | n/a | n/a
Phase Created | n/a | 1900-12-31T23:59:59 | Submitted:Submitted for Approval | Component | M_Chair:M_Chair:555349 | New Construction | n/a | n/a | Phasing | n/a | n/a
Host | n/a | 1900-12-31T23:59:59 | Submitted:Submitted for Approval | Component | M_Chair:M_Chair:555350 | Floor : nbl_Fin_TmbrBrds-AccPlstrbrdLyr-FlrgGradePolyst-ScrdCemLev | n/a | n/a | Constraints | n/a | n/a
Level | n/a | 1900-12-31T23:59:59 | Submitted:Submitted for Approval | Component | M_Chair:M_Chair:555350 | Level: Ground Floor | n/a | n/a | Constraints | n/a | n/a
Moves With Nearby Elements | n/a | 1900-12-31T23:59:59 | Submitted:Submitted for Approval | Component | M_Chair:M_Chair:555350 | n/a | n/a | n/a | Constraints | n/a | n/a | n/a
Phase Created | n/a | 1900-12-31T23:59:59 | Submitted:Submitted for Approval | Component | M_Chair:M_Chair:555350 | New Construction | n/a | n/a | Phasing | n/a | n/a
Host | n/a | 1900-12-31T23:59:59 | Submitted:Submitted for Approval | Component | M_Chair:M_Chair:555351 | Floor : nbl_Fin_TmbrBrds-AccPlstrbrdLyr-FlrgGradePolyst-ScrdCemLev | n/a | n/a | Constraints | n/a | n/a
Level | n/a | 1900-12-31T23:59:59 | Submitted:Submitted for Approval | Component | M_Chair:M_Chair:555351 | Level: Ground Floor | n/a | n/a | Constraints | n/a | n/a
Moves With Nearby Elements | n/a | 1900-12-31T23:59:59 | Submitted:Submitted for Approval | Component | M_Chair:M_Chair:555351 | n/a | n/a | n/a | Constraints | n/a | n/a | n/a
Phase Created | n/a | 1900-12-31T23:59:59 | Submitted:Submitted for Approval | Component | M_Chair:M_Chair:555351 | New Construction | n/a | n/a | Phasing | n/a | n/a
Host | n/a | 1900-12-31T23:59:59 | Submitted:Submitted for Approval | Component | M_Chair:M_Chair:555352 | Floor : nbl_Fin_TmbrBrds-AccPlstrbrdLyr-FlrgGradePolyst-ScrdCemLev | n/a | n/a | Constraints | n/a | n/a
Level | n/a | 1900-12-31T23:59:59 | Submitted:Submitted for Approval | Component | M_Chair:M_Chair:555352 | Level: Ground Floor | n/a | n/a | Constraints | n/a | n/a
Moves With Nearby Elements | n/a | 1900-12-31T23:59:59 | Submitted:Submitted for Approval | Component | M_Chair:M_Chair:555352 | n/a | n/a | n/a | Constraints | n/a | n/a | n/a
Phase Created | n/a | 1900-12-31T23:59:59 | Submitted:Submitted for Approval | Component | M_Chair:M_Chair:555352 | New Construction | n/a | n/a | Phasing | n/a | n/a
Host | n/a | 1900-12-31T23:59:59 | Submitted:Submitted for Approval | Component | M_Chair:M_Chair:555353 | Floor : nbl_Fin_TmbrBrds-AccPlstrbrdLyr-FlrgGradePolyst-ScrdCemLev | n/a | n/a | Constraints | n/a | n/a
Level | n/a | 1900-12-31T23:59:59 | Submitted:Submitted for Approval | Component | M_Chair:M_Chair:555353 | Level: Ground Floor | n/a | n/a | Constraints | n/a | n/a
Moves With Nearby Elements | n/a | 1900-12-31T23:59:59 | Submitted:Submitted for Approval | Component | M_Chair:M_Chair:555353 | n/a | n/a | n/a | Constraints | n/a | n/a | n/a
Phase Created | n/a | 1900-12-31T23:59:59 | Submitted:Submitted for Approval | Component | M_Chair:M_Chair:555353 | New Construction | n/a | n/a | Phasing | n/a | n/a
Host | n/a | 1900-12-31T23:59:59 | Submitted:Submitted for Approval | Component | M_Chair:M_Chair:555354 | Floor : nbl_Fin_TmbrBrds-AccPlstrbrdLyr-FlrgGradePolyst-ScrdCemLev | n/a | n/a | Constraints | n/a | n/a
Level | n/a | 1900-12-31T23:59:59 | Submitted:Submitted for Approval | Component | M_Chair:M_Chair:555354 | Level: Ground Floor | n/a | n/a | Constraints | n/a | n/a
Moves With Nearby Elements | n/a | 1900-12-31T23:59:59 | Submitted:Submitted for Approval | Component | M_Chair:M_Chair:555354 | n/a | n/a | n/a | Constraints | n/a | n/a | n/a
Phase Created | n/a | 1900-12-31T23:59:59 | Submitted:Submitted for Approval | Component | M_Chair:M_Chair:555354 | New Construction | n/a | n/a | Phasing | n/a | n/a
Vis - Symbolic Hidden | n/a | 1900-12-31T23:59:59 | Submitted:Submitted for Approval | Type | Table - High Level Cafe | TRUE | n/a | n/a | Graphics | n/a | n/a | n/a
Assembly Code | n/a | 1900-12-31T23:59:59 | Submitted:Submitted for Approval | Type | Table - High Level Cafe |  | n/a | n/a | Identity Data | n/a | n/a
Assembly Description | n/a | 1900-12-31T23:59:59 | Submitted:Submitted for Approval | Type | Table - High Level Cafe |  | n/a | n/a | Identity Data | n/a | n/a
Keynote | n/a | 1900-12-31T23:59:59 | Submitted:Submitted for Approval | Type | Table - High Level Cafe | N | n/a | n/a | Identity Data | n/a | n/a
OmniClass Number | n/a | 1900-12-31T23:59:59 | Submitted:Submitted for Approval | Type | Table - High Level Cafe |  | n/a | n/a | Identity Data | n/a | n/a
OmniClass Title | n/a | 1900-12-31T23:59:59 | Submitted:Submitted for Approval | Type | Table - High Level Cafe |  | n/a | n/a | Identity Data | n/a | n/a
Material Structure | n/a | 1900-12-31T23:59:59 | Submitted:Submitted for Approval | Type | Table - High Level Cafe | Metal - Chrome | n/a | n/a | Materials and Finishes | n/a | n/a
Material Table Top | n/a | 1900-12-31T23:59:59 | Submitted:Submitted for Approval | Type | Table - High Level Cafe | Wood - Birch | n/a | n/a | Materials and Finishes | n/a | n/a
Host | n/a | 1900-12-31T23:59:59 | Submitted:Submitted for Approval | Component | M_Table - High Level Cafe:Table - High Level Cafe:556191 | Floor : nbl_Fin_TmbrBrds-AccPlstrbrdLyr-FlrgGradePolyst-ScrdCemLev | n/a | n/a | Constraints | n/a | n/a
Level | n/a | 1900-12-31T23:59:59 | Submitted:Submitted for Approval | Component | M_Table - High Level Cafe:Table - High Level Cafe:556191 | Level: Ground Floor | n/a | n/a | Constraints | n/a | n/a
Moves With Nearby Elements | n/a | 1900-12-31T23:59:59 | Submitted:Submitted for Approval | Component | M_Table - High Level Cafe:Table - High Level Cafe:556191 | n/a | n/a | n/a | Constraints | n/a | n/a | n/a
Offset | n/a | 1900-12-31T23:59:59 | Submitted:Submitted for Approval | Component | M_Table - High Level Cafe:Table - High Level Cafe:556191 | 0 | n/a | n/a | Constraints | n/a | n/a | n/a
Phase Created | n/a | 1900-12-31T23:59:59 | Submitted:Submitted for Approval | Component | M_Table - High Level Cafe:Table - High Level Cafe:556191 | New Construction | n/a | n/a | Phasing | n/a | n/a
Host | n/a | 1900-12-31T23:59:59 | Submitted:Submitted for Approval | Component | M_Table - High Level Cafe:Table - High Level Cafe:557116 | Floor : nbl_Fin_TmbrBrds-AccPlstrbrdLyr-FlrgGradePolyst-ScrdCemLev | n/a | n/a | Constraints | n/a | n/a
Level | n/a | 1900-12-31T23:59:59 | Submitted:Submitted for Approval | Component | M_Table - High Level Cafe:Table - High Level Cafe:557116 | Level: Ground Floor | n/a | n/a | Constraints | n/a | n/a
Moves With Nearby Elements | n/a | 1900-12-31T23:59:59 | Submitted:Submitted for Approval | Component | M_Table - High Level Cafe:Table - High Level Cafe:557116 | n/a | n/a | n/a | Constraints | n/a | n/a | n/a
Offset | n/a | 1900-12-31T23:59:59 | Submitted:Submitted for Approval | Component | M_Table - High Level Cafe:Table - High Level Cafe:557116 | 0 | n/a | n/a | Constraints | n/a | n/a | n/a
Phase Created | n/a | 1900-12-31T23:59:59 | Submitted:Submitted for Approval | Component | M_Table - High Level Cafe:Table - High Level Cafe:557116 | New Construction | n/a | n/a | Phasing | n/a | n/a
DoorPanelInside | n/a | 1900-12-31T23:59:59 | Submitted:Submitted for Approval | Type | Centre-PnlInt_TYPE A | TRUE | n/a | n/a | Construction | n/a | n/a | n/a
DoorPanelOutside | n/a | 1900-12-31T23:59:59 | Submitted:Submitted for Approval | Type | Centre-PnlInt_TYPE A | n/a | n/a | n/a | Construction | n/a | n/a | n/a
EndPanelLeft | n/a | 1900-12-31T23:59:59 | Submitted:Submitted for Approval | Type | Centre-PnlInt_TYPE A | TRUE | n/a | n/a | Construction | n/a | n/a | n/a
EndPanelRight | n/a | 1900-12-31T23:59:59 | Submitted:Submitted for Approval | Type | Centre-PnlInt_TYPE A | TRUE | n/a | n/a | Construction | n/a | n/a | n/a
FrameTopVisibility | n/a | 1900-12-31T23:59:59 | Submitted:Submitted for Approval | Type | Centre-PnlInt_TYPE A | TRUE | n/a | n/a | Construction | n/a | n/a | n/a
IPS | n/a | 1900-12-31T23:59:59 | Submitted:Submitted for Approval | Type | Centre-PnlInt_TYPE A | n/a | n/a | n/a | Construction | n/a | n/a | n/a
LeftPanelVisibility | n/a | 1900-12-31T23:59:59 | Submitted:Submitted for Approval | Type | Centre-PnlInt_TYPE A | TRUE | n/a | n/a | Construction | n/a | n/a | n/a
PilasterLeft | n/a | 1900-12-31T23:59:59 | Submitted:Submitted for Approval | Type | Centre-PnlInt_TYPE A | TRUE | n/a | n/a | Construction | n/a | n/a | n/a
PilasterRight | n/a | 1900-12-31T23:59:59 | Submitted:Submitted for Approval | Type | Centre-PnlInt_TYPE A | TRUE | n/a | n/a | Construction | n/a | n/a | n/a
RightPanelVisibility | n/a | 1900-12-31T23:59:59 | Submitted:Submitted for Approval | Type | Centre-PnlInt_TYPE A | TRUE | n/a | n/a | Construction | n/a | n/a | n/a
Depth | n/a | 1900-12-31T23:59:59 | Submitted:Submitted for Approval | Type | Centre-PnlInt_TYPE A | 1525 | n/a | n/a | Dimensions | n/a | n/a | n/a
DoorOffset | n/a | 1900-12-31T23:59:59 | Submitted:Submitted for Approval | Type | Centre-PnlInt_TYPE A | 20 | n/a | n/a | Dimensions | n/a | n/a | n/a
DoorPanelTolerance | n/a | 1900-12-31T23:59:59 | Submitted:Submitted for Approval | Type | Centre-PnlInt_TYPE A | 5 | n/a | n/a | Dimensions | n/a | n/a | n/a
DoorPosition | n/a | 1900-12-31T23:59:59 | Submitted:Submitted for Approval | Type | Centre-PnlInt_TYPE A | 0 | n/a | n/a | Dimensions | n/a | n/a | n/a
Height | n/a | 1900-12-31T23:59:59 | Submitted:Submitted for Approval | Type | Centre-PnlInt_TYPE A | 2000 | n/a | n/a | Dimensions | n/a | n/a | n/a
IndicatorFaceplateHeight | n/a | 1900-12-31T23:59:59 | Submitted:Submitted for Approval | Type | Centre-PnlInt_TYPE A | 1000 | n/a | n/a | Dimensions | n/a | n/a | n/a
IndicatorFaceplateOffset | n/a | 1900-12-31T23:59:59 | Submitted:Submitted for Approval | Type | Centre-PnlInt_TYPE A | 150 | n/a | n/a | Dimensions | n/a | n/a | n/a
IPSDepth | n/a | 1900-12-31T23:59:59 | Submitted:Submitted for Approval | Type | Centre-PnlInt_TYPE A | 400 | n/a | n/a | Dimensions | n/a | n/a | n/a
LeafThickness | n/a | 1900-12-31T23:59:59 | Submitted:Submitted for Approval | Type | Centre-PnlInt_TYPE A | 20 | n/a | n/a | Dimensions | n/a | n/a | n/a
PanelClearance | n/a | 1900-12-31T23:59:59 | Submitted:Submitted for Approval | Type | Centre-PnlInt_TYPE A | 200 | n/a | n/a | Dimensions | n/a | n/a | n/a
PanelCubicleOffset | n/a | 1900-12-31T23:59:59 | Submitted:Submitted for Approval | Type | Centre-PnlInt_TYPE A | 0 | n/a | n/a | Dimensions | n/a | n/a | n/a
PanelHeight | n/a | 1900-12-31T23:59:59 | Submitted:Submitted for Approval | Type | Centre-PnlInt_TYPE A | 1800 | n/a | n/a | Dimensions | n/a | n/a | n/a
PanelThickness | n/a | 1900-12-31T23:59:59 | Submitted:Submitted for Approval | Type | Centre-PnlInt_TYPE A | 28 | n/a | n/a | Dimensions | n/a | n/a | n/a
PanelWidth | n/a | 1900-12-31T23:59:59 | Submitted:Submitted for Approval | Type | Centre-PnlInt_TYPE A | 750 | n/a | n/a | Dimensions | n/a | n/a | n/a
PedestalLegDepth | n/a | 1900-12-31T23:59:59 | Submitted:Submitted for Approval | Type | Centre-PnlInt_TYPE A | 25 | n/a | n/a | Dimensions | n/a | n/a | n/a
PedestalLegHeight | n/a | 1900-12-31T23:59:59 | Submitted:Submitted for Approval | Type | Centre-PnlInt_TYPE A | 200 | n/a | n/a | Dimensions | n/a | n/a | n/a
PedestalLegWidth | n/a | 1900-12-31T23:59:59 | Submitted:Submitted for Approval | Type | Centre-PnlInt_TYPE A | 25 | n/a | n/a | Dimensions | n/a | n/a | n/a
PilasterThickness | n/a | 1900-12-31T23:59:59 | Submitted:Submitted for Approval | Type | Centre-PnlInt_TYPE A | 20 | n/a | n/a | Dimensions | n/a | n/a | n/a
Width | n/a | 1900-12-31T23:59:59 | Submitted:Submitted for Approval | Type | Centre-PnlInt_TYPE A | 1128 | n/a | n/a | Dimensions | n/a | n/a | n/a
WidthSurfaceToSurface | n/a | 1900-12-31T23:59:59 | Submitted:Submitted for Approval | Type | Centre-PnlInt_TYPE A | 1100 | n/a | n/a | Dimensions | n/a | n/a | n/a
Assembly Code | n/a | 1900-12-31T23:59:59 | Submitted:Submitted for Approval | Type | Centre-PnlInt_TYPE A |  | n/a | n/a | Identity Data | n/a | n/a
Assembly Description | n/a | 1900-12-31T23:59:59 | Submitted:Submitted for Approval | Type | Centre-PnlInt_TYPE A |  | n/a | n/a | Identity Data | n/a | n/a
Help | n/a | 1900-12-31T23:59:59 | Submitted:Submitted for Approval | Type | Centre-PnlInt_TYPE A | http://www.nationalbimlibrary.com/ | n/a | n/a | Identity Data | n/a | n/a
IssueDate | n/a | 1900-12-31T23:59:59 | Submitted:Submitted for Approval | Type | Centre-PnlInt_TYPE A | 12/07/27 | n/a | n/a | Identity Data | n/a | n/a
NBSDescription | n/a | 1900-12-31T23:59:59 | Submitted:Submitted for Approval | Type | Centre-PnlInt_TYPE A | Panel cubicle system type A | n/a | n/a | Identity Data | n/a | n/a
NBSReference | n/a | 1900-12-31T23:59:59 | Submitted:Submitted for Approval | Type | Centre-PnlInt_TYPE A | 25-05-60/160A | n/a | n/a | Identity Data | n/a | n/a
OmniClass Number | n/a | 1900-12-31T23:59:59 | Submitted:Submitted for Approval | Type | Centre-PnlInt_TYPE A |  | n/a | n/a | Identity Data | n/a | n/a
OmniClass Title | n/a | 1900-12-31T23:59:59 | Submitted:Submitted for Approval | Type | Centre-PnlInt_TYPE A |  | n/a | n/a | Identity Data | n/a | n/a
URL | n/a | 1900-12-31T23:59:59 | Submitted:Submitted for Approval | Type | Centre-PnlInt_TYPE A | http://www.nationalbimlibrary.com/ | n/a | n/a | Identity Data | n/a | n/a
Version | n/a | 1900-12-31T23:59:59 | Submitted:Submitted for Approval | Type | Centre-PnlInt_TYPE A | 1.1 | n/a | n/a | Identity Data | n/a | n/a
FrameMaterial | n/a | 1900-12-31T23:59:59 | Submitted:Submitted for Approval | Type | Centre-PnlInt_TYPE A | nbl_SteelCubicle | n/a | n/a | Materials and Finishes | n/a | n/a
PanelMaterial | n/a | 1900-12-31T23:59:59 | Submitted:Submitted for Approval | Type | Centre-PnlInt_TYPE A | nbl_PlasticCubicle | n/a | n/a | Materials and Finishes | n/a | n/a
PilasterMaterial | n/a | 1900-12-31T23:59:59 | Submitted:Submitted for Approval | Type | Centre-PnlInt_TYPE A | nbl_SteelCubicle | n/a | n/a | Materials and Finishes | n/a | n/a
AccessibilityPerformance | n/a | 1900-12-31T23:59:59 | Submitted:Submitted for Approval | Type | Centre-PnlInt_TYPE A |  | n/a | n/a | Other | n/a | n/a
CodePerformance | n/a | 1900-12-31T23:59:59 | Submitted:Submitted for Approval | Type | Centre-PnlInt_TYPE A |  | n/a | n/a | Other | n/a | n/a
Colour | n/a | 1900-12-31T23:59:59 | Submitted:Submitted for Approval | Type | Centre-PnlInt_TYPE A |  | n/a | n/a | Other | n/a | n/a
Constituents | n/a | 1900-12-31T23:59:59 | Submitted:Submitted for Approval | Type | Centre-PnlInt_TYPE A |  | n/a | n/a | Other | n/a | n/a
Features | n/a | 1900-12-31T23:59:59 | Submitted:Submitted for Approval | Type | Centre-PnlInt_TYPE A |  | n/a | n/a | Other | n/a | n/a
Finish | n/a | 1900-12-31T23:59:59 | Submitted:Submitted for Approval | Type | Centre-PnlInt_TYPE A |  | n/a | n/a | Other | n/a | n/a
Grade | n/a | 1900-12-31T23:59:59 | Submitted:Submitted for Approval | Type | Centre-PnlInt_TYPE A |  | n/a | n/a | Other | n/a | n/a
Material | n/a | 1900-12-31T23:59:59 | Submitted:Submitted for Approval | Type | Centre-PnlInt_TYPE A |  | n/a | n/a | Other | n/a | n/a
NominalHeight | n/a | 1900-12-31T23:59:59 | Submitted:Submitted for Approval | Type | Centre-PnlInt_TYPE A | 2000 | n/a | n/a | Other | n/a | n/a | n/a
NominalLength | n/a | 1900-12-31T23:59:59 | Submitted:Submitted for Approval | Type | Centre-PnlInt_TYPE A | 1128 | n/a | n/a | Other | n/a | n/a | n/a
NominalWidth | n/a | 1900-12-31T23:59:59 | Submitted:Submitted for Approval | Type | Centre-PnlInt_TYPE A | 1128 | n/a | n/a | Other | n/a | n/a | n/a
ProductionYear | n/a | 1900-12-31T23:59:59 | Submitted:Submitted for Approval | Type | Centre-PnlInt_TYPE A |  | n/a | n/a | Other | n/a | n/a
ReplacementCost | n/a | 1900-12-31T23:59:59 | Submitted:Submitted for Approval | Type | Centre-PnlInt_TYPE A |  | n/a | n/a | Other | n/a | n/a
ServiceLifeDuration | n/a | 1900-12-31T23:59:59 | Submitted:Submitted for Approval | Type | Centre-PnlInt_TYPE A |  | n/a | n/a | Other | n/a | n/a
Shape | n/a | 1900-12-31T23:59:59 | Submitted:Submitted for Approval | Type | Centre-PnlInt_TYPE A |  | n/a | n/a | Other | n/a | n/a
Size | n/a | 1900-12-31T23:59:59 | Submitted:Submitted for Approval | Type | Centre-PnlInt_TYPE A |  | n/a | n/a | Other | n/a | n/a
SustainabilityPerformance | n/a | 1900-12-31T23:59:59 | Submitted:Submitted for Approval | Type | Centre-PnlInt_TYPE A |  | n/a | n/a | Other | n/a | n/a
TagNumber | n/a | 1900-12-31T23:59:59 | Submitted:Submitted for Approval | Type | Centre-PnlInt_TYPE A |  | n/a | n/a | Other | n/a | n/a
WarrantyDescription | n/a | 1900-12-31T23:59:59 | Submitted:Submitted for Approval | Type | Centre-PnlInt_TYPE A |  | n/a | n/a | Other | n/a | n/a
WarrantyDurationLabour | n/a | 1900-12-31T23:59:59 | Submitted:Submitted for Approval | Type | Centre-PnlInt_TYPE A |  | n/a | n/a | Other | n/a | n/a
WarrantyDurationParts | n/a | 1900-12-31T23:59:59 | Submitted:Submitted for Approval | Type | Centre-PnlInt_TYPE A |  | n/a | n/a | Other | n/a | n/a
WarrantyGuarantorLabour | n/a | 1900-12-31T23:59:59 | Submitted:Submitted for Approval | Type | Centre-PnlInt_TYPE A |  | n/a | n/a | Other | n/a | n/a
WarrantyGuarantorParts | n/a | 1900-12-31T23:59:59 | Submitted:Submitted for Approval | Type | Centre-PnlInt_TYPE A |  | n/a | n/a | Other | n/a | n/a
ProductionYear | n/a | 1900-12-31T23:59:59 | Submitted:Submitted for Approval | Component | nbl_PanelCubicle:Centre-PnlInt_TYPE A:591931 |  | n/a | n/a | Pset_ManufacturerTypeInformation | n/a | n/a
DoorOffsetFormula | n/a | 1900-12-31T23:59:59 | Submitted:Submitted for Approval | Component | nbl_PanelCubicle:Centre-PnlInt_TYPE A:591931 | 189 | n/a | n/a | Constraints | n/a | n/a | n/a
Elevation | n/a | 1900-12-31T23:59:59 | Submitted:Submitted for Approval | Component | nbl_PanelCubicle:Centre-PnlInt_TYPE A:591931 | 0 | n/a | n/a | Constraints | n/a | n/a | n/a
LeftPilasterWidthFormula | n/a | 1900-12-31T23:59:59 | Submitted:Submitted for Approval | Component | nbl_PanelCubicle:Centre-PnlInt_TYPE A:591931 | 213 | n/a | n/a | Constraints | n/a | n/a | n/a
Level | n/a | 1900-12-31T23:59:59 | Submitted:Submitted for Approval | Component | nbl_PanelCubicle:Centre-PnlInt_TYPE A:591931 | Level: Ground Floor | n/a | n/a | Constraints | n/a | n/a
RightPilasterWidthFormula | n/a | 1900-12-31T23:59:59 | Submitted:Submitted for Approval | Component | nbl_PanelCubicle:Centre-PnlInt_TYPE A:591931 | 213 | n/a | n/a | Constraints | n/a | n/a | n/a
DoorCentered | n/a | 1900-12-31T23:59:59 | Submitted:Submitted for Approval | Component | nbl_PanelCubicle:Centre-PnlInt_TYPE A:591931 | TRUE | n/a | n/a | Construction | n/a | n/a | n/a
PilasterWidthFixed | n/a | 1900-12-31T23:59:59 | Submitted:Submitted for Approval | Component | nbl_PanelCubicle:Centre-PnlInt_TYPE A:591931 | TRUE | n/a | n/a | Construction | n/a | n/a | n/a
LeftPilasterOffset | n/a | 1900-12-31T23:59:59 | Submitted:Submitted for Approval | Component | nbl_PanelCubicle:Centre-PnlInt_TYPE A:591931 | 199 | n/a | n/a | Dimensions | n/a | n/a | n/a
LeftPilasterWidth | n/a | 1900-12-31T23:59:59 | Submitted:Submitted for Approval | Component | nbl_PanelCubicle:Centre-PnlInt_TYPE A:591931 | 67.5 | n/a | n/a | Dimensions | n/a | n/a | n/a
RightPilasterOffset | n/a | 1900-12-31T23:59:59 | Submitted:Submitted for Approval | Component | nbl_PanelCubicle:Centre-PnlInt_TYPE A:591931 | 199 | n/a | n/a | Dimensions | n/a | n/a | n/a
RightPilasterWidth | n/a | 1900-12-31T23:59:59 | Submitted:Submitted for Approval | Component | nbl_PanelCubicle:Centre-PnlInt_TYPE A:591931 | 65 | n/a | n/a | Dimensions | n/a | n/a | n/a
AssetIdentifier | n/a | 1900-12-31T23:59:59 | Submitted:Submitted for Approval | Component | nbl_PanelCubicle:Centre-PnlInt_TYPE A:591931 |  | n/a | n/a | Other | n/a | n/a
BarCode | n/a | 1900-12-31T23:59:59 | Submitted:Submitted for Approval | Component | nbl_PanelCubicle:Centre-PnlInt_TYPE A:591931 |  | n/a | n/a | Other | n/a | n/a
InstallationDate | n/a | 1900-12-31T23:59:59 | Submitted:Submitted for Approval | Component | nbl_PanelCubicle:Centre-PnlInt_TYPE A:591931 |  | n/a | n/a | Other | n/a | n/a
SerialNumber | n/a | 1900-12-31T23:59:59 | Submitted:Submitted for Approval | Component | nbl_PanelCubicle:Centre-PnlInt_TYPE A:591931 |  | n/a | n/a | Other | n/a | n/a
WarrantyStartDate | n/a | 1900-12-31T23:59:59 | Submitted:Submitted for Approval | Component | nbl_PanelCubicle:Centre-PnlInt_TYPE A:591931 |  | n/a | n/a | Other | n/a | n/a
Phase Created | n/a | 1900-12-31T23:59:59 | Submitted:Submitted for Approval | Component | nbl_PanelCubicle:Centre-PnlInt_TYPE A:591931 | New Construction | n/a | n/a | Phasing | n/a | n/a
ProductionYear | n/a | 1900-12-31T23:59:59 | Submitted:Submitted for Approval | Component | nbl_PanelCubicle:Centre-PnlInt_TYPE A:726468 |  | n/a | n/a | Pset_ManufacturerTypeInformation | n/a | n/a
DoorOffsetFormula | n/a | 1900-12-31T23:59:59 | Submitted:Submitted for Approval | Component | nbl_PanelCubicle:Centre-PnlInt_TYPE A:726468 | 189 | n/a | n/a | Constraints | n/a | n/a | n/a
Elevation | n/a | 1900-12-31T23:59:59 | Submitted:Submitted for Approval | Component | nbl_PanelCubicle:Centre-PnlInt_TYPE A:726468 | 0 | n/a | n/a | Constraints | n/a | n/a | n/a
LeftPilasterWidthFormula | n/a | 1900-12-31T23:59:59 | Submitted:Submitted for Approval | Component | nbl_PanelCubicle:Centre-PnlInt_TYPE A:726468 | 213 | n/a | n/a | Constraints | n/a | n/a | n/a
Level | n/a | 1900-12-31T23:59:59 | Submitted:Submitted for Approval | Component | nbl_PanelCubicle:Centre-PnlInt_TYPE A:726468 | Level: Ground Floor | n/a | n/a | Constraints | n/a | n/a
RightPilasterWidthFormula | n/a | 1900-12-31T23:59:59 | Submitted:Submitted for Approval | Component | nbl_PanelCubicle:Centre-PnlInt_TYPE A:726468 | 213 | n/a | n/a | Constraints | n/a | n/a | n/a
DoorCentered | n/a | 1900-12-31T23:59:59 | Submitted:Submitted for Approval | Component | nbl_PanelCubicle:Centre-PnlInt_TYPE A:726468 | TRUE | n/a | n/a | Construction | n/a | n/a | n/a
PilasterWidthFixed | n/a | 1900-12-31T23:59:59 | Submitted:Submitted for Approval | Component | nbl_PanelCubicle:Centre-PnlInt_TYPE A:726468 | TRUE | n/a | n/a | Construction | n/a | n/a | n/a
LeftPilasterOffset | n/a | 1900-12-31T23:59:59 | Submitted:Submitted for Approval | Component | nbl_PanelCubicle:Centre-PnlInt_TYPE A:726468 | 199 | n/a | n/a | Dimensions | n/a | n/a | n/a
LeftPilasterWidth | n/a | 1900-12-31T23:59:59 | Submitted:Submitted for Approval | Component | nbl_PanelCubicle:Centre-PnlInt_TYPE A:726468 | 67.5 | n/a | n/a | Dimensions | n/a | n/a | n/a
RightPilasterOffset | n/a | 1900-12-31T23:59:59 | Submitted:Submitted for Approval | Component | nbl_PanelCubicle:Centre-PnlInt_TYPE A:726468 | 199 | n/a | n/a | Dimensions | n/a | n/a | n/a
RightPilasterWidth | n/a | 1900-12-31T23:59:59 | Submitted:Submitted for Approval | Component | nbl_PanelCubicle:Centre-PnlInt_TYPE A:726468 | 65 | n/a | n/a | Dimensions | n/a | n/a | n/a
AssetIdentifier | n/a | 1900-12-31T23:59:59 | Submitted:Submitted for Approval | Component | nbl_PanelCubicle:Centre-PnlInt_TYPE A:726468 |  | n/a | n/a | Other | n/a | n/a
BarCode | n/a | 1900-12-31T23:59:59 | Submitted:Submitted for Approval | Component | nbl_PanelCubicle:Centre-PnlInt_TYPE A:726468 |  | n/a | n/a | Other | n/a | n/a
InstallationDate | n/a | 1900-12-31T23:59:59 | Submitted:Submitted for Approval | Component | nbl_PanelCubicle:Centre-PnlInt_TYPE A:726468 |  | n/a | n/a | Other | n/a | n/a
SerialNumber | n/a | 1900-12-31T23:59:59 | Submitted:Submitted for Approval | Component | nbl_PanelCubicle:Centre-PnlInt_TYPE A:726468 |  | n/a | n/a | Other | n/a | n/a
WarrantyStartDate | n/a | 1900-12-31T23:59:59 | Submitted:Submitted for Approval | Component | nbl_PanelCubicle:Centre-PnlInt_TYPE A:726468 |  | n/a | n/a | Other | n/a | n/a
Phase Created | n/a | 1900-12-31T23:59:59 | Submitted:Submitted for Approval | Component | nbl_PanelCubicle:Centre-PnlInt_TYPE A:726468 | New Construction | n/a | n/a | Phasing | n/a | n/a
DoorPanelInside | n/a | 1900-12-31T23:59:59 | Submitted:Submitted for Approval | Type | Centre-PnlInt_TYPE B | TRUE | n/a | n/a | Construction | n/a | n/a | n/a
DoorPanelOutside | n/a | 1900-12-31T23:59:59 | Submitted:Submitted for Approval | Type | Centre-PnlInt_TYPE B | n/a | n/a | n/a | Construction | n/a | n/a | n/a
EndPanelLeft | n/a | 1900-12-31T23:59:59 | Submitted:Submitted for Approval | Type | Centre-PnlInt_TYPE B | TRUE | n/a | n/a | Construction | n/a | n/a | n/a
EndPanelRight | n/a | 1900-12-31T23:59:59 | Submitted:Submitted for Approval | Type | Centre-PnlInt_TYPE B | TRUE | n/a | n/a | Construction | n/a | n/a | n/a
FrameTopVisibility | n/a | 1900-12-31T23:59:59 | Submitted:Submitted for Approval | Type | Centre-PnlInt_TYPE B | TRUE | n/a | n/a | Construction | n/a | n/a | n/a
IPS | n/a | 1900-12-31T23:59:59 | Submitted:Submitted for Approval | Type | Centre-PnlInt_TYPE B | n/a | n/a | n/a | Construction | n/a | n/a | n/a
LeftPanelVisibility | n/a | 1900-12-31T23:59:59 | Submitted:Submitted for Approval | Type | Centre-PnlInt_TYPE B | TRUE | n/a | n/a | Construction | n/a | n/a | n/a
PilasterLeft | n/a | 1900-12-31T23:59:59 | Submitted:Submitted for Approval | Type | Centre-PnlInt_TYPE B | TRUE | n/a | n/a | Construction | n/a | n/a | n/a
PilasterRight | n/a | 1900-12-31T23:59:59 | Submitted:Submitted for Approval | Type | Centre-PnlInt_TYPE B | TRUE | n/a | n/a | Construction | n/a | n/a | n/a
RightPanelVisibility | n/a | 1900-12-31T23:59:59 | Submitted:Submitted for Approval | Type | Centre-PnlInt_TYPE B | TRUE | n/a | n/a | Construction | n/a | n/a | n/a
Depth | n/a | 1900-12-31T23:59:59 | Submitted:Submitted for Approval | Type | Centre-PnlInt_TYPE B | 1525 | n/a | n/a | Dimensions | n/a | n/a | n/a
DoorOffset | n/a | 1900-12-31T23:59:59 | Submitted:Submitted for Approval | Type | Centre-PnlInt_TYPE B | 20 | n/a | n/a | Dimensions | n/a | n/a | n/a
DoorPanelTolerance | n/a | 1900-12-31T23:59:59 | Submitted:Submitted for Approval | Type | Centre-PnlInt_TYPE B | 5 | n/a | n/a | Dimensions | n/a | n/a | n/a
DoorPosition | n/a | 1900-12-31T23:59:59 | Submitted:Submitted for Approval | Type | Centre-PnlInt_TYPE B | 0 | n/a | n/a | Dimensions | n/a | n/a | n/a
Height | n/a | 1900-12-31T23:59:59 | Submitted:Submitted for Approval | Type | Centre-PnlInt_TYPE B | 2000 | n/a | n/a | Dimensions | n/a | n/a | n/a
IndicatorFaceplateHeight | n/a | 1900-12-31T23:59:59 | Submitted:Submitted for Approval | Type | Centre-PnlInt_TYPE B | 1000 | n/a | n/a | Dimensions | n/a | n/a | n/a
IndicatorFaceplateOffset | n/a | 1900-12-31T23:59:59 | Submitted:Submitted for Approval | Type | Centre-PnlInt_TYPE B | 150 | n/a | n/a | Dimensions | n/a | n/a | n/a
IPSDepth | n/a | 1900-12-31T23:59:59 | Submitted:Submitted for Approval | Type | Centre-PnlInt_TYPE B | 400 | n/a | n/a | Dimensions | n/a | n/a | n/a
LeafThickness | n/a | 1900-12-31T23:59:59 | Submitted:Submitted for Approval | Type | Centre-PnlInt_TYPE B | 20 | n/a | n/a | Dimensions | n/a | n/a | n/a
PanelClearance | n/a | 1900-12-31T23:59:59 | Submitted:Submitted for Approval | Type | Centre-PnlInt_TYPE B | 200 | n/a | n/a | Dimensions | n/a | n/a | n/a
PanelCubicleOffset | n/a | 1900-12-31T23:59:59 | Submitted:Submitted for Approval | Type | Centre-PnlInt_TYPE B | 0 | n/a | n/a | Dimensions | n/a | n/a | n/a
PanelHeight | n/a | 1900-12-31T23:59:59 | Submitted:Submitted for Approval | Type | Centre-PnlInt_TYPE B | 1800 | n/a | n/a | Dimensions | n/a | n/a | n/a
PanelThickness | n/a | 1900-12-31T23:59:59 | Submitted:Submitted for Approval | Type | Centre-PnlInt_TYPE B | 28 | n/a | n/a | Dimensions | n/a | n/a | n/a
PanelWidth | n/a | 1900-12-31T23:59:59 | Submitted:Submitted for Approval | Type | Centre-PnlInt_TYPE B | 750 | n/a | n/a | Dimensions | n/a | n/a | n/a
PedestalLegDepth | n/a | 1900-12-31T23:59:59 | Submitted:Submitted for Approval | Type | Centre-PnlInt_TYPE B | 25 | n/a | n/a | Dimensions | n/a | n/a | n/a
PedestalLegHeight | n/a | 1900-12-31T23:59:59 | Submitted:Submitted for Approval | Type | Centre-PnlInt_TYPE B | 200 | n/a | n/a | Dimensions | n/a | n/a | n/a
PedestalLegWidth | n/a | 1900-12-31T23:59:59 | Submitted:Submitted for Approval | Type | Centre-PnlInt_TYPE B | 25 | n/a | n/a | Dimensions | n/a | n/a | n/a
PilasterThickness | n/a | 1900-12-31T23:59:59 | Submitted:Submitted for Approval | Type | Centre-PnlInt_TYPE B | 20 | n/a | n/a | Dimensions | n/a | n/a | n/a
Width | n/a | 1900-12-31T23:59:59 | Submitted:Submitted for Approval | Type | Centre-PnlInt_TYPE B | 1180 | n/a | n/a | Dimensions | n/a | n/a | n/a
WidthSurfaceToSurface | n/a | 1900-12-31T23:59:59 | Submitted:Submitted for Approval | Type | Centre-PnlInt_TYPE B | 1152 | n/a | n/a | Dimensions | n/a | n/a | n/a
Assembly Code | n/a | 1900-12-31T23:59:59 | Submitted:Submitted for Approval | Type | Centre-PnlInt_TYPE B |  | n/a | n/a | Identity Data | n/a | n/a
Assembly Description | n/a | 1900-12-31T23:59:59 | Submitted:Submitted for Approval | Type | Centre-PnlInt_TYPE B |  | n/a | n/a | Identity Data | n/a | n/a
Help | n/a | 1900-12-31T23:59:59 | Submitted:Submitted for Approval | Type | Centre-PnlInt_TYPE B | http://www.nationalbimlibrary.com/ | n/a | n/a | Identity Data | n/a | n/a
IssueDate | n/a | 1900-12-31T23:59:59 | Submitted:Submitted for Approval | Type | Centre-PnlInt_TYPE B | 12/07/27 | n/a | n/a | Identity Data | n/a | n/a
NBSDescription | n/a | 1900-12-31T23:59:59 | Submitted:Submitted for Approval | Type | Centre-PnlInt_TYPE B | Panel cubicle system type B | n/a | n/a | Identity Data | n/a | n/a
NBSReference | n/a | 1900-12-31T23:59:59 | Submitted:Submitted for Approval | Type | Centre-PnlInt_TYPE B | 25-05-60/160B | n/a | n/a | Identity Data | n/a | n/a
OmniClass Number | n/a | 1900-12-31T23:59:59 | Submitted:Submitted for Approval | Type | Centre-PnlInt_TYPE B |  | n/a | n/a | Identity Data | n/a | n/a
OmniClass Title | n/a | 1900-12-31T23:59:59 | Submitted:Submitted for Approval | Type | Centre-PnlInt_TYPE B |  | n/a | n/a | Identity Data | n/a | n/a
URL | n/a | 1900-12-31T23:59:59 | Submitted:Submitted for Approval | Type | Centre-PnlInt_TYPE B | http://www.nationalbimlibrary.com/ | n/a | n/a | Identity Data | n/a | n/a
Version | n/a | 1900-12-31T23:59:59 | Submitted:Submitted for Approval | Type | Centre-PnlInt_TYPE B | 1.1 | n/a | n/a | Identity Data | n/a | n/a
FrameMaterial | n/a | 1900-12-31T23:59:59 | Submitted:Submitted for Approval | Type | Centre-PnlInt_TYPE B | nbl_ConceptSolid | n/a | n/a | Materials and Finishes | n/a | n/a
PanelMaterial | n/a | 1900-12-31T23:59:59 | Submitted:Submitted for Approval | Type | Centre-PnlInt_TYPE B | nbl_ConceptSolid | n/a | n/a | Materials and Finishes | n/a | n/a
PilasterMaterial | n/a | 1900-12-31T23:59:59 | Submitted:Submitted for Approval | Type | Centre-PnlInt_TYPE B | nbl_ConceptSolid | n/a | n/a | Materials and Finishes | n/a | n/a
AccessibilityPerformance | n/a | 1900-12-31T23:59:59 | Submitted:Submitted for Approval | Type | Centre-PnlInt_TYPE B |  | n/a | n/a | Other | n/a | n/a
CodePerformance | n/a | 1900-12-31T23:59:59 | Submitted:Submitted for Approval | Type | Centre-PnlInt_TYPE B |  | n/a | n/a | Other | n/a | n/a
Colour | n/a | 1900-12-31T23:59:59 | Submitted:Submitted for Approval | Type | Centre-PnlInt_TYPE B |  | n/a | n/a | Other | n/a | n/a
Constituents | n/a | 1900-12-31T23:59:59 | Submitted:Submitted for Approval | Type | Centre-PnlInt_TYPE B |  | n/a | n/a | Other | n/a | n/a
Features | n/a | 1900-12-31T23:59:59 | Submitted:Submitted for Approval | Type | Centre-PnlInt_TYPE B |  | n/a | n/a | Other | n/a | n/a
Finish | n/a | 1900-12-31T23:59:59 | Submitted:Submitted for Approval | Type | Centre-PnlInt_TYPE B |  | n/a | n/a | Other | n/a | n/a
Grade | n/a | 1900-12-31T23:59:59 | Submitted:Submitted for Approval | Type | Centre-PnlInt_TYPE B |  | n/a | n/a | Other | n/a | n/a
Material | n/a | 1900-12-31T23:59:59 | Submitted:Submitted for Approval | Type | Centre-PnlInt_TYPE B |  | n/a | n/a | Other | n/a | n/a
NominalHeight | n/a | 1900-12-31T23:59:59 | Submitted:Submitted for Approval | Type | Centre-PnlInt_TYPE B | 2000 | n/a | n/a | Other | n/a | n/a | n/a
NominalLength | n/a | 1900-12-31T23:59:59 | Submitted:Submitted for Approval | Type | Centre-PnlInt_TYPE B | 1180 | n/a | n/a | Other | n/a | n/a | n/a
NominalWidth | n/a | 1900-12-31T23:59:59 | Submitted:Submitted for Approval | Type | Centre-PnlInt_TYPE B | 1180 | n/a | n/a | Other | n/a | n/a | n/a
ProductionYear | n/a | 1900-12-31T23:59:59 | Submitted:Submitted for Approval | Type | Centre-PnlInt_TYPE B |  | n/a | n/a | Other | n/a | n/a
ReplacementCost | n/a | 1900-12-31T23:59:59 | Submitted:Submitted for Approval | Type | Centre-PnlInt_TYPE B |  | n/a | n/a | Other | n/a | n/a
ServiceLifeDuration | n/a | 1900-12-31T23:59:59 | Submitted:Submitted for Approval | Type | Centre-PnlInt_TYPE B |  | n/a | n/a | Other | n/a | n/a
Shape | n/a | 1900-12-31T23:59:59 | Submitted:Submitted for Approval | Type | Centre-PnlInt_TYPE B |  | n/a | n/a | Other | n/a | n/a
Size | n/a | 1900-12-31T23:59:59 | Submitted:Submitted for Approval | Type | Centre-PnlInt_TYPE B |  | n/a | n/a | Other | n/a | n/a
SustainabilityPerformance | n/a | 1900-12-31T23:59:59 | Submitted:Submitted for Approval | Type | Centre-PnlInt_TYPE B |  | n/a | n/a | Other | n/a | n/a
TagNumber | n/a | 1900-12-31T23:59:59 | Submitted:Submitted for Approval | Type | Centre-PnlInt_TYPE B |  | n/a | n/a | Other | n/a | n/a
WarrantyDescription | n/a | 1900-12-31T23:59:59 | Submitted:Submitted for Approval | Type | Centre-PnlInt_TYPE B |  | n/a | n/a | Other | n/a | n/a
WarrantyDurationLabour | n/a | 1900-12-31T23:59:59 | Submitted:Submitted for Approval | Type | Centre-PnlInt_TYPE B |  | n/a | n/a | Other | n/a | n/a
WarrantyDurationParts | n/a | 1900-12-31T23:59:59 | Submitted:Submitted for Approval | Type | Centre-PnlInt_TYPE B |  | n/a | n/a | Other | n/a | n/a
WarrantyGuarantorLabour | n/a | 1900-12-31T23:59:59 | Submitted:Submitted for Approval | Type | Centre-PnlInt_TYPE B |  | n/a | n/a | Other | n/a | n/a
WarrantyGuarantorParts | n/a | 1900-12-31T23:59:59 | Submitted:Submitted for Approval | Type | Centre-PnlInt_TYPE B |  | n/a | n/a | Other | n/a | n/a
ProductionYear | n/a | 1900-12-31T23:59:59 | Submitted:Submitted for Approval | Component | nbl_PanelCubicle:Centre-PnlInt_TYPE B:592240 |  | n/a | n/a | Pset_ManufacturerTypeInformation | n/a | n/a
DoorOffsetFormula | n/a | 1900-12-31T23:59:59 | Submitted:Submitted for Approval | Component | nbl_PanelCubicle:Centre-PnlInt_TYPE B:592240 | 215 | n/a | n/a | Constraints | n/a | n/a | n/a
Elevation | n/a | 1900-12-31T23:59:59 | Submitted:Submitted for Approval | Component | nbl_PanelCubicle:Centre-PnlInt_TYPE B:592240 | 0 | n/a | n/a | Constraints | n/a | n/a | n/a
LeftPilasterWidthFormula | n/a | 1900-12-31T23:59:59 | Submitted:Submitted for Approval | Component | nbl_PanelCubicle:Centre-PnlInt_TYPE B:592240 | 239 | n/a | n/a | Constraints | n/a | n/a | n/a
Level | n/a | 1900-12-31T23:59:59 | Submitted:Submitted for Approval | Component | nbl_PanelCubicle:Centre-PnlInt_TYPE B:592240 | Level: Ground Floor | n/a | n/a | Constraints | n/a | n/a
RightPilasterWidthFormula | n/a | 1900-12-31T23:59:59 | Submitted:Submitted for Approval | Component | nbl_PanelCubicle:Centre-PnlInt_TYPE B:592240 | 239 | n/a | n/a | Constraints | n/a | n/a | n/a
DoorCentered | n/a | 1900-12-31T23:59:59 | Submitted:Submitted for Approval | Component | nbl_PanelCubicle:Centre-PnlInt_TYPE B:592240 | TRUE | n/a | n/a | Construction | n/a | n/a | n/a
PilasterWidthFixed | n/a | 1900-12-31T23:59:59 | Submitted:Submitted for Approval | Component | nbl_PanelCubicle:Centre-PnlInt_TYPE B:592240 | TRUE | n/a | n/a | Construction | n/a | n/a | n/a
LeftPilasterOffset | n/a | 1900-12-31T23:59:59 | Submitted:Submitted for Approval | Component | nbl_PanelCubicle:Centre-PnlInt_TYPE B:592240 | 225 | n/a | n/a | Dimensions | n/a | n/a | n/a
LeftPilasterWidth | n/a | 1900-12-31T23:59:59 | Submitted:Submitted for Approval | Component | nbl_PanelCubicle:Centre-PnlInt_TYPE B:592240 | 67.5 | n/a | n/a | Dimensions | n/a | n/a | n/a
RightPilasterOffset | n/a | 1900-12-31T23:59:59 | Submitted:Submitted for Approval | Component | nbl_PanelCubicle:Centre-PnlInt_TYPE B:592240 | 225 | n/a | n/a | Dimensions | n/a | n/a | n/a
RightPilasterWidth | n/a | 1900-12-31T23:59:59 | Submitted:Submitted for Approval | Component | nbl_PanelCubicle:Centre-PnlInt_TYPE B:592240 | 65 | n/a | n/a | Dimensions | n/a | n/a | n/a
AssetIdentifier | n/a | 1900-12-31T23:59:59 | Submitted:Submitted for Approval | Component | nbl_PanelCubicle:Centre-PnlInt_TYPE B:592240 |  | n/a | n/a | Other | n/a | n/a
BarCode | n/a | 1900-12-31T23:59:59 | Submitted:Submitted for Approval | Component | nbl_PanelCubicle:Centre-PnlInt_TYPE B:592240 |  | n/a | n/a | Other | n/a | n/a
InstallationDate | n/a | 1900-12-31T23:59:59 | Submitted:Submitted for Approval | Component | nbl_PanelCubicle:Centre-PnlInt_TYPE B:592240 |  | n/a | n/a | Other | n/a | n/a
SerialNumber | n/a | 1900-12-31T23:59:59 | Submitted:Submitted for Approval | Component | nbl_PanelCubicle:Centre-PnlInt_TYPE B:592240 |  | n/a | n/a | Other | n/a | n/a
WarrantyStartDate | n/a | 1900-12-31T23:59:59 | Submitted:Submitted for Approval | Component | nbl_PanelCubicle:Centre-PnlInt_TYPE B:592240 |  | n/a | n/a | Other | n/a | n/a
Phase Created | n/a | 1900-12-31T23:59:59 | Submitted:Submitted for Approval | Component | nbl_PanelCubicle:Centre-PnlInt_TYPE B:592240 | New Construction | n/a | n/a | Phasing | n/a | n/a
DoorPanelInside | n/a | 1900-12-31T23:59:59 | Submitted:Submitted for Approval | Type | Left-Terminating-PnlInt_TYPE A | TRUE | n/a | n/a | Construction | n/a | n/a | n/a
DoorPanelOutside | n/a | 1900-12-31T23:59:59 | Submitted:Submitted for Approval | Type | Left-Terminating-PnlInt_TYPE A | n/a | n/a | n/a | Construction | n/a | n/a | n/a
EndPanelLeft | n/a | 1900-12-31T23:59:59 | Submitted:Submitted for Approval | Type | Left-Terminating-PnlInt_TYPE A | TRUE | n/a | n/a | Construction | n/a | n/a | n/a
EndPanelRight | n/a | 1900-12-31T23:59:59 | Submitted:Submitted for Approval | Type | Left-Terminating-PnlInt_TYPE A | n/a | n/a | n/a | Construction | n/a | n/a | n/a
FrameTopVisibility | n/a | 1900-12-31T23:59:59 | Submitted:Submitted for Approval | Type | Left-Terminating-PnlInt_TYPE A | TRUE | n/a | n/a | Construction | n/a | n/a | n/a
IPS | n/a | 1900-12-31T23:59:59 | Submitted:Submitted for Approval | Type | Left-Terminating-PnlInt_TYPE A | n/a | n/a | n/a | Construction | n/a | n/a | n/a
LeftPanelVisibility | n/a | 1900-12-31T23:59:59 | Submitted:Submitted for Approval | Type | Left-Terminating-PnlInt_TYPE A | TRUE | n/a | n/a | Construction | n/a | n/a | n/a
PilasterLeft | n/a | 1900-12-31T23:59:59 | Submitted:Submitted for Approval | Type | Left-Terminating-PnlInt_TYPE A | TRUE | n/a | n/a | Construction | n/a | n/a | n/a
PilasterRight | n/a | 1900-12-31T23:59:59 | Submitted:Submitted for Approval | Type | Left-Terminating-PnlInt_TYPE A | n/a | n/a | n/a | Construction | n/a | n/a | n/a
RightPanelVisibility | n/a | 1900-12-31T23:59:59 | Submitted:Submitted for Approval | Type | Left-Terminating-PnlInt_TYPE A | n/a | n/a | n/a | Construction | n/a | n/a | n/a
Depth | n/a | 1900-12-31T23:59:59 | Submitted:Submitted for Approval | Type | Left-Terminating-PnlInt_TYPE A | 1525 | n/a | n/a | Dimensions | n/a | n/a | n/a
DoorOffset | n/a | 1900-12-31T23:59:59 | Submitted:Submitted for Approval | Type | Left-Terminating-PnlInt_TYPE A | 20 | n/a | n/a | Dimensions | n/a | n/a | n/a
DoorPanelTolerance | n/a | 1900-12-31T23:59:59 | Submitted:Submitted for Approval | Type | Left-Terminating-PnlInt_TYPE A | 5 | n/a | n/a | Dimensions | n/a | n/a | n/a
DoorPosition | n/a | 1900-12-31T23:59:59 | Submitted:Submitted for Approval | Type | Left-Terminating-PnlInt_TYPE A | 0 | n/a | n/a | Dimensions | n/a | n/a | n/a
Height | n/a | 1900-12-31T23:59:59 | Submitted:Submitted for Approval | Type | Left-Terminating-PnlInt_TYPE A | 2000 | n/a | n/a | Dimensions | n/a | n/a | n/a
IndicatorFaceplateHeight | n/a | 1900-12-31T23:59:59 | Submitted:Submitted for Approval | Type | Left-Terminating-PnlInt_TYPE A | 1000 | n/a | n/a | Dimensions | n/a | n/a | n/a
IndicatorFaceplateOffset | n/a | 1900-12-31T23:59:59 | Submitted:Submitted for Approval | Type | Left-Terminating-PnlInt_TYPE A | 150 | n/a | n/a | Dimensions | n/a | n/a | n/a
IPSDepth | n/a | 1900-12-31T23:59:59 | Submitted:Submitted for Approval | Type | Left-Terminating-PnlInt_TYPE A | 400 | n/a | n/a | Dimensions | n/a | n/a | n/a
LeafThickness | n/a | 1900-12-31T23:59:59 | Submitted:Submitted for Approval | Type | Left-Terminating-PnlInt_TYPE A | 20 | n/a | n/a | Dimensions | n/a | n/a | n/a
PanelClearance | n/a | 1900-12-31T23:59:59 | Submitted:Submitted for Approval | Type | Left-Terminating-PnlInt_TYPE A | 200 | n/a | n/a | Dimensions | n/a | n/a | n/a
PanelCubicleOffset | n/a | 1900-12-31T23:59:59 | Submitted:Submitted for Approval | Type | Left-Terminating-PnlInt_TYPE A | 0 | n/a | n/a | Dimensions | n/a | n/a | n/a
PanelHeight | n/a | 1900-12-31T23:59:59 | Submitted:Submitted for Approval | Type | Left-Terminating-PnlInt_TYPE A | 1800 | n/a | n/a | Dimensions | n/a | n/a | n/a
PanelThickness | n/a | 1900-12-31T23:59:59 | Submitted:Submitted for Approval | Type | Left-Terminating-PnlInt_TYPE A | 28 | n/a | n/a | Dimensions | n/a | n/a | n/a
PanelWidth | n/a | 1900-12-31T23:59:59 | Submitted:Submitted for Approval | Type | Left-Terminating-PnlInt_TYPE A | 750 | n/a | n/a | Dimensions | n/a | n/a | n/a
PedestalLegDepth | n/a | 1900-12-31T23:59:59 | Submitted:Submitted for Approval | Type | Left-Terminating-PnlInt_TYPE A | 25 | n/a | n/a | Dimensions | n/a | n/a | n/a
PedestalLegHeight | n/a | 1900-12-31T23:59:59 | Submitted:Submitted for Approval | Type | Left-Terminating-PnlInt_TYPE A | 200 | n/a | n/a | Dimensions | n/a | n/a | n/a
PedestalLegWidth | n/a | 1900-12-31T23:59:59 | Submitted:Submitted for Approval | Type | Left-Terminating-PnlInt_TYPE A | 25 | n/a | n/a | Dimensions | n/a | n/a | n/a
PilasterThickness | n/a | 1900-12-31T23:59:59 | Submitted:Submitted for Approval | Type | Left-Terminating-PnlInt_TYPE A | 20 | n/a | n/a | Dimensions | n/a | n/a | n/a
Width | n/a | 1900-12-31T23:59:59 | Submitted:Submitted for Approval | Type | Left-Terminating-PnlInt_TYPE A | 1140 | n/a | n/a | Dimensions | n/a | n/a | n/a
WidthSurfaceToSurface | n/a | 1900-12-31T23:59:59 | Submitted:Submitted for Approval | Type | Left-Terminating-PnlInt_TYPE A | 1112 | n/a | n/a | Dimensions | n/a | n/a | n/a
Assembly Code | n/a | 1900-12-31T23:59:59 | Submitted:Submitted for Approval | Type | Left-Terminating-PnlInt_TYPE A |  | n/a | n/a | Identity Data | n/a | n/a
Assembly Description | n/a | 1900-12-31T23:59:59 | Submitted:Submitted for Approval | Type | Left-Terminating-PnlInt_TYPE A |  | n/a | n/a | Identity Data | n/a | n/a
Help | n/a | 1900-12-31T23:59:59 | Submitted:Submitted for Approval | Type | Left-Terminating-PnlInt_TYPE A | http://www.nationalbimlibrary.com/ | n/a | n/a | Identity Data | n/a | n/a
IssueDate | n/a | 1900-12-31T23:59:59 | Submitted:Submitted for Approval | Type | Left-Terminating-PnlInt_TYPE A | 12/07/27 | n/a | n/a | Identity Data | n/a | n/a
NBSDescription | n/a | 1900-12-31T23:59:59 | Submitted:Submitted for Approval | Type | Left-Terminating-PnlInt_TYPE A | Panel cubicle system type B | n/a | n/a | Identity Data | n/a | n/a
NBSReference | n/a | 1900-12-31T23:59:59 | Submitted:Submitted for Approval | Type | Left-Terminating-PnlInt_TYPE A | 25-05-60/160B | n/a | n/a | Identity Data | n/a | n/a
OmniClass Number | n/a | 1900-12-31T23:59:59 | Submitted:Submitted for Approval | Type | Left-Terminating-PnlInt_TYPE A |  | n/a | n/a | Identity Data | n/a | n/a
OmniClass Title | n/a | 1900-12-31T23:59:59 | Submitted:Submitted for Approval | Type | Left-Terminating-PnlInt_TYPE A |  | n/a | n/a | Identity Data | n/a | n/a
URL | n/a | 1900-12-31T23:59:59 | Submitted:Submitted for Approval | Type | Left-Terminating-PnlInt_TYPE A | http://www.nationalbimlibrary.com/ | n/a | n/a | Identity Data | n/a | n/a
Version | n/a | 1900-12-31T23:59:59 | Submitted:Submitted for Approval | Type | Left-Terminating-PnlInt_TYPE A | 1.1 | n/a | n/a | Identity Data | n/a | n/a
FrameMaterial | n/a | 1900-12-31T23:59:59 | Submitted:Submitted for Approval | Type | Left-Terminating-PnlInt_TYPE A | nbl_ConceptSolid | n/a | n/a | Materials and Finishes | n/a | n/a
PanelMaterial | n/a | 1900-12-31T23:59:59 | Submitted:Submitted for Approval | Type | Left-Terminating-PnlInt_TYPE A | nbl_ConceptSolid | n/a | n/a | Materials and Finishes | n/a | n/a
PilasterMaterial | n/a | 1900-12-31T23:59:59 | Submitted:Submitted for Approval | Type | Left-Terminating-PnlInt_TYPE A | nbl_ConceptSolid | n/a | n/a | Materials and Finishes | n/a | n/a
AccessibilityPerformance | n/a | 1900-12-31T23:59:59 | Submitted:Submitted for Approval | Type | Left-Terminating-PnlInt_TYPE A |  | n/a | n/a | Other | n/a | n/a
CodePerformance | n/a | 1900-12-31T23:59:59 | Submitted:Submitted for Approval | Type | Left-Terminating-PnlInt_TYPE A |  | n/a | n/a | Other | n/a | n/a
Colour | n/a | 1900-12-31T23:59:59 | Submitted:Submitted for Approval | Type | Left-Terminating-PnlInt_TYPE A |  | n/a | n/a | Other | n/a | n/a
Constituents | n/a | 1900-12-31T23:59:59 | Submitted:Submitted for Approval | Type | Left-Terminating-PnlInt_TYPE A |  | n/a | n/a | Other | n/a | n/a
Features | n/a | 1900-12-31T23:59:59 | Submitted:Submitted for Approval | Type | Left-Terminating-PnlInt_TYPE A |  | n/a | n/a | Other | n/a | n/a
Finish | n/a | 1900-12-31T23:59:59 | Submitted:Submitted for Approval | Type | Left-Terminating-PnlInt_TYPE A |  | n/a | n/a | Other | n/a | n/a
Grade | n/a | 1900-12-31T23:59:59 | Submitted:Submitted for Approval | Type | Left-Terminating-PnlInt_TYPE A |  | n/a | n/a | Other | n/a | n/a
Material | n/a | 1900-12-31T23:59:59 | Submitted:Submitted for Approval | Type | Left-Terminating-PnlInt_TYPE A |  | n/a | n/a | Other | n/a | n/a
NominalHeight | n/a | 1900-12-31T23:59:59 | Submitted:Submitted for Approval | Type | Left-Terminating-PnlInt_TYPE A | 2000 | n/a | n/a | Other | n/a | n/a | n/a
NominalLength | n/a | 1900-12-31T23:59:59 | Submitted:Submitted for Approval | Type | Left-Terminating-PnlInt_TYPE A | 1140 | n/a | n/a | Other | n/a | n/a | n/a
NominalWidth | n/a | 1900-12-31T23:59:59 | Submitted:Submitted for Approval | Type | Left-Terminating-PnlInt_TYPE A | 1140 | n/a | n/a | Other | n/a | n/a | n/a
ProductionYear | n/a | 1900-12-31T23:59:59 | Submitted:Submitted for Approval | Type | Left-Terminating-PnlInt_TYPE A |  | n/a | n/a | Other | n/a | n/a
ReplacementCost | n/a | 1900-12-31T23:59:59 | Submitted:Submitted for Approval | Type | Left-Terminating-PnlInt_TYPE A |  | n/a | n/a | Other | n/a | n/a
ServiceLifeDuration | n/a | 1900-12-31T23:59:59 | Submitted:Submitted for Approval | Type | Left-Terminating-PnlInt_TYPE A |  | n/a | n/a | Other | n/a | n/a
Shape | n/a | 1900-12-31T23:59:59 | Submitted:Submitted for Approval | Type | Left-Terminating-PnlInt_TYPE A |  | n/a | n/a | Other | n/a | n/a
Size | n/a | 1900-12-31T23:59:59 | Submitted:Submitted for Approval | Type | Left-Terminating-PnlInt_TYPE A |  | n/a | n/a | Other | n/a | n/a
SustainabilityPerformance | n/a | 1900-12-31T23:59:59 | Submitted:Submitted for Approval | Type | Left-Terminating-PnlInt_TYPE A |  | n/a | n/a | Other | n/a | n/a
TagNumber | n/a | 1900-12-31T23:59:59 | Submitted:Submitted for Approval | Type | Left-Terminating-PnlInt_TYPE A |  | n/a | n/a | Other | n/a | n/a
WarrantyDescription | n/a | 1900-12-31T23:59:59 | Submitted:Submitted for Approval | Type | Left-Terminating-PnlInt_TYPE A |  | n/a | n/a | Other | n/a | n/a
WarrantyDurationLabour | n/a | 1900-12-31T23:59:59 | Submitted:Submitted for Approval | Type | Left-Terminating-PnlInt_TYPE A |  | n/a | n/a | Other | n/a | n/a
WarrantyDurationParts | n/a | 1900-12-31T23:59:59 | Submitted:Submitted for Approval | Type | Left-Terminating-PnlInt_TYPE A |  | n/a | n/a | Other | n/a | n/a
WarrantyGuarantorLabour | n/a | 1900-12-31T23:59:59 | Submitted:Submitted for Approval | Type | Left-Terminating-PnlInt_TYPE A |  | n/a | n/a | Other | n/a | n/a
WarrantyGuarantorParts | n/a | 1900-12-31T23:59:59 | Submitted:Submitted for Approval | Type | Left-Terminating-PnlInt_TYPE A |  | n/a | n/a | Other | n/a | n/a
ProductionYear | n/a | 1900-12-31T23:59:59 | Submitted:Submitted for Approval | Component | nbl_PanelCubicle:Left-Terminating-PnlInt_TYPE A:592503 |  | n/a | n/a | Pset_ManufacturerTypeInformation | n/a | n/a
DoorOffsetFormula | n/a | 1900-12-31T23:59:59 | Submitted:Submitted for Approval | Component | nbl_PanelCubicle:Left-Terminating-PnlInt_TYPE A:592503 | 195 | n/a | n/a | Constraints | n/a | n/a | n/a
Elevation | n/a | 1900-12-31T23:59:59 | Submitted:Submitted for Approval | Component | nbl_PanelCubicle:Left-Terminating-PnlInt_TYPE A:592503 | 0 | n/a | n/a | Constraints | n/a | n/a | n/a
LeftPilasterWidthFormula | n/a | 1900-12-31T23:59:59 | Submitted:Submitted for Approval | Component | nbl_PanelCubicle:Left-Terminating-PnlInt_TYPE A:592503 | 219 | n/a | n/a | Constraints | n/a | n/a | n/a
Level | n/a | 1900-12-31T23:59:59 | Submitted:Submitted for Approval | Component | nbl_PanelCubicle:Left-Terminating-PnlInt_TYPE A:592503 | Level: Ground Floor | n/a | n/a | Constraints | n/a | n/a
RightPilasterWidthFormula | n/a | 1900-12-31T23:59:59 | Submitted:Submitted for Approval | Component | nbl_PanelCubicle:Left-Terminating-PnlInt_TYPE A:592503 | 65 | n/a | n/a | Constraints | n/a | n/a | n/a
DoorCentered | n/a | 1900-12-31T23:59:59 | Submitted:Submitted for Approval | Component | nbl_PanelCubicle:Left-Terminating-PnlInt_TYPE A:592503 | TRUE | n/a | n/a | Construction | n/a | n/a | n/a
PilasterWidthFixed | n/a | 1900-12-31T23:59:59 | Submitted:Submitted for Approval | Component | nbl_PanelCubicle:Left-Terminating-PnlInt_TYPE A:592503 | TRUE | n/a | n/a | Construction | n/a | n/a | n/a
LeftPilasterOffset | n/a | 1900-12-31T23:59:59 | Submitted:Submitted for Approval | Component | nbl_PanelCubicle:Left-Terminating-PnlInt_TYPE A:592503 | 205 | n/a | n/a | Dimensions | n/a | n/a | n/a
LeftPilasterWidth | n/a | 1900-12-31T23:59:59 | Submitted:Submitted for Approval | Component | nbl_PanelCubicle:Left-Terminating-PnlInt_TYPE A:592503 | 67.5 | n/a | n/a | Dimensions | n/a | n/a | n/a
RightPilasterOffset | n/a | 1900-12-31T23:59:59 | Submitted:Submitted for Approval | Component | nbl_PanelCubicle:Left-Terminating-PnlInt_TYPE A:592503 | 205 | n/a | n/a | Dimensions | n/a | n/a | n/a
RightPilasterWidth | n/a | 1900-12-31T23:59:59 | Submitted:Submitted for Approval | Component | nbl_PanelCubicle:Left-Terminating-PnlInt_TYPE A:592503 | 65 | n/a | n/a | Dimensions | n/a | n/a | n/a
AssetIdentifier | n/a | 1900-12-31T23:59:59 | Submitted:Submitted for Approval | Component | nbl_PanelCubicle:Left-Terminating-PnlInt_TYPE A:592503 |  | n/a | n/a | Other | n/a | n/a
BarCode | n/a | 1900-12-31T23:59:59 | Submitted:Submitted for Approval | Component | nbl_PanelCubicle:Left-Terminating-PnlInt_TYPE A:592503 |  | n/a | n/a | Other | n/a | n/a
InstallationDate | n/a | 1900-12-31T23:59:59 | Submitted:Submitted for Approval | Component | nbl_PanelCubicle:Left-Terminating-PnlInt_TYPE A:592503 |  | n/a | n/a | Other | n/a | n/a
SerialNumber | n/a | 1900-12-31T23:59:59 | Submitted:Submitted for Approval | Component | nbl_PanelCubicle:Left-Terminating-PnlInt_TYPE A:592503 |  | n/a | n/a | Other | n/a | n/a
WarrantyStartDate | n/a | 1900-12-31T23:59:59 | Submitted:Submitted for Approval | Component | nbl_PanelCubicle:Left-Terminating-PnlInt_TYPE A:592503 |  | n/a | n/a | Other | n/a | n/a
Phase Created | n/a | 1900-12-31T23:59:59 | Submitted:Submitted for Approval | Component | nbl_PanelCubicle:Left-Terminating-PnlInt_TYPE A:592503 | New Construction | n/a | n/a | Phasing | n/a | n/a
DoorPanelInside | n/a | 1900-12-31T23:59:59 | Submitted:Submitted for Approval | Type | Right-Terminating-PnlInt_TYPE B | TRUE | n/a | n/a | Construction | n/a | n/a | n/a
DoorPanelOutside | n/a | 1900-12-31T23:59:59 | Submitted:Submitted for Approval | Type | Right-Terminating-PnlInt_TYPE B | n/a | n/a | n/a | Construction | n/a | n/a | n/a
EndPanelLeft | n/a | 1900-12-31T23:59:59 | Submitted:Submitted for Approval | Type | Right-Terminating-PnlInt_TYPE B | n/a | n/a | n/a | Construction | n/a | n/a | n/a
EndPanelRight | n/a | 1900-12-31T23:59:59 | Submitted:Submitted for Approval | Type | Right-Terminating-PnlInt_TYPE B | TRUE | n/a | n/a | Construction | n/a | n/a | n/a
FrameTopVisibility | n/a | 1900-12-31T23:59:59 | Submitted:Submitted for Approval | Type | Right-Terminating-PnlInt_TYPE B | TRUE | n/a | n/a | Construction | n/a | n/a | n/a
IPS | n/a | 1900-12-31T23:59:59 | Submitted:Submitted for Approval | Type | Right-Terminating-PnlInt_TYPE B | n/a | n/a | n/a | Construction | n/a | n/a | n/a
LeftPanelVisibility | n/a | 1900-12-31T23:59:59 | Submitted:Submitted for Approval | Type | Right-Terminating-PnlInt_TYPE B | n/a | n/a | n/a | Construction | n/a | n/a | n/a
PilasterLeft | n/a | 1900-12-31T23:59:59 | Submitted:Submitted for Approval | Type | Right-Terminating-PnlInt_TYPE B | n/a | n/a | n/a | Construction | n/a | n/a | n/a
PilasterRight | n/a | 1900-12-31T23:59:59 | Submitted:Submitted for Approval | Type | Right-Terminating-PnlInt_TYPE B | TRUE | n/a | n/a | Construction | n/a | n/a | n/a
RightPanelVisibility | n/a | 1900-12-31T23:59:59 | Submitted:Submitted for Approval | Type | Right-Terminating-PnlInt_TYPE B | TRUE | n/a | n/a | Construction | n/a | n/a | n/a
Depth | n/a | 1900-12-31T23:59:59 | Submitted:Submitted for Approval | Type | Right-Terminating-PnlInt_TYPE B | 1525 | n/a | n/a | Dimensions | n/a | n/a | n/a
DoorOffset | n/a | 1900-12-31T23:59:59 | Submitted:Submitted for Approval | Type | Right-Terminating-PnlInt_TYPE B | 20 | n/a | n/a | Dimensions | n/a | n/a | n/a
DoorPanelTolerance | n/a | 1900-12-31T23:59:59 | Submitted:Submitted for Approval | Type | Right-Terminating-PnlInt_TYPE B | 5 | n/a | n/a | Dimensions | n/a | n/a | n/a
DoorPosition | n/a | 1900-12-31T23:59:59 | Submitted:Submitted for Approval | Type | Right-Terminating-PnlInt_TYPE B | 0 | n/a | n/a | Dimensions | n/a | n/a | n/a
Height | n/a | 1900-12-31T23:59:59 | Submitted:Submitted for Approval | Type | Right-Terminating-PnlInt_TYPE B | 2000 | n/a | n/a | Dimensions | n/a | n/a | n/a
IndicatorFaceplateHeight | n/a | 1900-12-31T23:59:59 | Submitted:Submitted for Approval | Type | Right-Terminating-PnlInt_TYPE B | 1000 | n/a | n/a | Dimensions | n/a | n/a | n/a
IndicatorFaceplateOffset | n/a | 1900-12-31T23:59:59 | Submitted:Submitted for Approval | Type | Right-Terminating-PnlInt_TYPE B | 150 | n/a | n/a | Dimensions | n/a | n/a | n/a
IPSDepth | n/a | 1900-12-31T23:59:59 | Submitted:Submitted for Approval | Type | Right-Terminating-PnlInt_TYPE B | 400 | n/a | n/a | Dimensions | n/a | n/a | n/a
LeafThickness | n/a | 1900-12-31T23:59:59 | Submitted:Submitted for Approval | Type | Right-Terminating-PnlInt_TYPE B | 20 | n/a | n/a | Dimensions | n/a | n/a | n/a
PanelClearance | n/a | 1900-12-31T23:59:59 | Submitted:Submitted for Approval | Type | Right-Terminating-PnlInt_TYPE B | 200 | n/a | n/a | Dimensions | n/a | n/a | n/a
PanelCubicleOffset | n/a | 1900-12-31T23:59:59 | Submitted:Submitted for Approval | Type | Right-Terminating-PnlInt_TYPE B | 0 | n/a | n/a | Dimensions | n/a | n/a | n/a
PanelHeight | n/a | 1900-12-31T23:59:59 | Submitted:Submitted for Approval | Type | Right-Terminating-PnlInt_TYPE B | 1800 | n/a | n/a | Dimensions | n/a | n/a | n/a
PanelThickness | n/a | 1900-12-31T23:59:59 | Submitted:Submitted for Approval | Type | Right-Terminating-PnlInt_TYPE B | 28 | n/a | n/a | Dimensions | n/a | n/a | n/a
PanelWidth | n/a | 1900-12-31T23:59:59 | Submitted:Submitted for Approval | Type | Right-Terminating-PnlInt_TYPE B | 750 | n/a | n/a | Dimensions | n/a | n/a | n/a
PedestalLegDepth | n/a | 1900-12-31T23:59:59 | Submitted:Submitted for Approval | Type | Right-Terminating-PnlInt_TYPE B | 25 | n/a | n/a | Dimensions | n/a | n/a | n/a
PedestalLegHeight | n/a | 1900-12-31T23:59:59 | Submitted:Submitted for Approval | Type | Right-Terminating-PnlInt_TYPE B | 200 | n/a | n/a | Dimensions | n/a | n/a | n/a
PedestalLegWidth | n/a | 1900-12-31T23:59:59 | Submitted:Submitted for Approval | Type | Right-Terminating-PnlInt_TYPE B | 25 | n/a | n/a | Dimensions | n/a | n/a | n/a
PilasterThickness | n/a | 1900-12-31T23:59:59 | Submitted:Submitted for Approval | Type | Right-Terminating-PnlInt_TYPE B | 20 | n/a | n/a | Dimensions | n/a | n/a | n/a
Width | n/a | 1900-12-31T23:59:59 | Submitted:Submitted for Approval | Type | Right-Terminating-PnlInt_TYPE B | 1140 | n/a | n/a | Dimensions | n/a | n/a | n/a
WidthSurfaceToSurface | n/a | 1900-12-31T23:59:59 | Submitted:Submitted for Approval | Type | Right-Terminating-PnlInt_TYPE B | 1112 | n/a | n/a | Dimensions | n/a | n/a | n/a
Assembly Code | n/a | 1900-12-31T23:59:59 | Submitted:Submitted for Approval | Type | Right-Terminating-PnlInt_TYPE B |  | n/a | n/a | Identity Data | n/a | n/a
Assembly Description | n/a | 1900-12-31T23:59:59 | Submitted:Submitted for Approval | Type | Right-Terminating-PnlInt_TYPE B |  | n/a | n/a | Identity Data | n/a | n/a
Help | n/a | 1900-12-31T23:59:59 | Submitted:Submitted for Approval | Type | Right-Terminating-PnlInt_TYPE B | http://www.nationalbimlibrary.com/ | n/a | n/a | Identity Data | n/a | n/a
IssueDate | n/a | 1900-12-31T23:59:59 | Submitted:Submitted for Approval | Type | Right-Terminating-PnlInt_TYPE B | 12/07/27 | n/a | n/a | Identity Data | n/a | n/a
NBSDescription | n/a | 1900-12-31T23:59:59 | Submitted:Submitted for Approval | Type | Right-Terminating-PnlInt_TYPE B | Panel cubicle system type B | n/a | n/a | Identity Data | n/a | n/a
NBSReference | n/a | 1900-12-31T23:59:59 | Submitted:Submitted for Approval | Type | Right-Terminating-PnlInt_TYPE B | 25-05-60/160B | n/a | n/a | Identity Data | n/a | n/a
OmniClass Number | n/a | 1900-12-31T23:59:59 | Submitted:Submitted for Approval | Type | Right-Terminating-PnlInt_TYPE B |  | n/a | n/a | Identity Data | n/a | n/a
OmniClass Title | n/a | 1900-12-31T23:59:59 | Submitted:Submitted for Approval | Type | Right-Terminating-PnlInt_TYPE B |  | n/a | n/a | Identity Data | n/a | n/a
URL | n/a | 1900-12-31T23:59:59 | Submitted:Submitted for Approval | Type | Right-Terminating-PnlInt_TYPE B | http://www.nationalbimlibrary.com/ | n/a | n/a | Identity Data | n/a | n/a
Version | n/a | 1900-12-31T23:59:59 | Submitted:Submitted for Approval | Type | Right-Terminating-PnlInt_TYPE B | 1.1 | n/a | n/a | Identity Data | n/a | n/a
FrameMaterial | n/a | 1900-12-31T23:59:59 | Submitted:Submitted for Approval | Type | Right-Terminating-PnlInt_TYPE B | nbl_ConceptSolid | n/a | n/a | Materials and Finishes | n/a | n/a
PanelMaterial | n/a | 1900-12-31T23:59:59 | Submitted:Submitted for Approval | Type | Right-Terminating-PnlInt_TYPE B | nbl_ConceptSolid | n/a | n/a | Materials and Finishes | n/a | n/a
PilasterMaterial | n/a | 1900-12-31T23:59:59 | Submitted:Submitted for Approval | Type | Right-Terminating-PnlInt_TYPE B | nbl_ConceptSolid | n/a | n/a | Materials and Finishes | n/a | n/a
AccessibilityPerformance | n/a | 1900-12-31T23:59:59 | Submitted:Submitted for Approval | Type | Right-Terminating-PnlInt_TYPE B |  | n/a | n/a | Other | n/a | n/a
CodePerformance | n/a | 1900-12-31T23:59:59 | Submitted:Submitted for Approval | Type | Right-Terminating-PnlInt_TYPE B |  | n/a | n/a | Other | n/a | n/a
Colour | n/a | 1900-12-31T23:59:59 | Submitted:Submitted for Approval | Type | Right-Terminating-PnlInt_TYPE B |  | n/a | n/a | Other | n/a | n/a
Constituents | n/a | 1900-12-31T23:59:59 | Submitted:Submitted for Approval | Type | Right-Terminating-PnlInt_TYPE B |  | n/a | n/a | Other | n/a | n/a
Features | n/a | 1900-12-31T23:59:59 | Submitted:Submitted for Approval | Type | Right-Terminating-PnlInt_TYPE B |  | n/a | n/a | Other | n/a | n/a
Finish | n/a | 1900-12-31T23:59:59 | Submitted:Submitted for Approval | Type | Right-Terminating-PnlInt_TYPE B |  | n/a | n/a | Other | n/a | n/a
Grade | n/a | 1900-12-31T23:59:59 | Submitted:Submitted for Approval | Type | Right-Terminating-PnlInt_TYPE B |  | n/a | n/a | Other | n/a | n/a
Material | n/a | 1900-12-31T23:59:59 | Submitted:Submitted for Approval | Type | Right-Terminating-PnlInt_TYPE B |  | n/a | n/a | Other | n/a | n/a
NominalHeight | n/a | 1900-12-31T23:59:59 | Submitted:Submitted for Approval | Type | Right-Terminating-PnlInt_TYPE B | 2000 | n/a | n/a | Other | n/a | n/a | n/a
NominalLength | n/a | 1900-12-31T23:59:59 | Submitted:Submitted for Approval | Type | Right-Terminating-PnlInt_TYPE B | 1140 | n/a | n/a | Other | n/a | n/a | n/a
NominalWidth | n/a | 1900-12-31T23:59:59 | Submitted:Submitted for Approval | Type | Right-Terminating-PnlInt_TYPE B | 1140 | n/a | n/a | Other | n/a | n/a | n/a
ProductionYear | n/a | 1900-12-31T23:59:59 | Submitted:Submitted for Approval | Type | Right-Terminating-PnlInt_TYPE B |  | n/a | n/a | Other | n/a | n/a
ReplacementCost | n/a | 1900-12-31T23:59:59 | Submitted:Submitted for Approval | Type | Right-Terminating-PnlInt_TYPE B |  | n/a | n/a | Other | n/a | n/a
ServiceLifeDuration | n/a | 1900-12-31T23:59:59 | Submitted:Submitted for Approval | Type | Right-Terminating-PnlInt_TYPE B |  | n/a | n/a | Other | n/a | n/a
Shape | n/a | 1900-12-31T23:59:59 | Submitted:Submitted for Approval | Type | Right-Terminating-PnlInt_TYPE B |  | n/a | n/a | Other | n/a | n/a
Size | n/a | 1900-12-31T23:59:59 | Submitted:Submitted for Approval | Type | Right-Terminating-PnlInt_TYPE B |  | n/a | n/a | Other | n/a | n/a
SustainabilityPerformance | n/a | 1900-12-31T23:59:59 | Submitted:Submitted for Approval | Type | Right-Terminating-PnlInt_TYPE B |  | n/a | n/a | Other | n/a | n/a
TagNumber | n/a | 1900-12-31T23:59:59 | Submitted:Submitted for Approval | Type | Right-Terminating-PnlInt_TYPE B |  | n/a | n/a | Other | n/a | n/a
WarrantyDescription | n/a | 1900-12-31T23:59:59 | Submitted:Submitted for Approval | Type | Right-Terminating-PnlInt_TYPE B |  | n/a | n/a | Other | n/a | n/a
WarrantyDurationLabour | n/a | 1900-12-31T23:59:59 | Submitted:Submitted for Approval | Type | Right-Terminating-PnlInt_TYPE B |  | n/a | n/a | Other | n/a | n/a
WarrantyDurationParts | n/a | 1900-12-31T23:59:59 | Submitted:Submitted for Approval | Type | Right-Terminating-PnlInt_TYPE B |  | n/a | n/a | Other | n/a | n/a
WarrantyGuarantorLabour | n/a | 1900-12-31T23:59:59 | Submitted:Submitted for Approval | Type | Right-Terminating-PnlInt_TYPE B |  | n/a | n/a | Other | n/a | n/a
WarrantyGuarantorParts | n/a | 1900-12-31T23:59:59 | Submitted:Submitted for Approval | Type | Right-Terminating-PnlInt_TYPE B |  | n/a | n/a | Other | n/a | n/a
ProductionYear | n/a | 1900-12-31T23:59:59 | Submitted:Submitted for Approval | Component | nbl_PanelCubicle:Right-Terminating-PnlInt_TYPE B:593003 |  | n/a | n/a | Pset_ManufacturerTypeInformation | n/a | n/a
DoorOffsetFormula | n/a | 1900-12-31T23:59:59 | Submitted:Submitted for Approval | Component | nbl_PanelCubicle:Right-Terminating-PnlInt_TYPE B:593003 | 195 | n/a | n/a | Constraints | n/a | n/a | n/a
Elevation | n/a | 1900-12-31T23:59:59 | Submitted:Submitted for Approval | Component | nbl_PanelCubicle:Right-Terminating-PnlInt_TYPE B:593003 | 0 | n/a | n/a | Constraints | n/a | n/a | n/a
LeftPilasterWidthFormula | n/a | 1900-12-31T23:59:59 | Submitted:Submitted for Approval | Component | nbl_PanelCubicle:Right-Terminating-PnlInt_TYPE B:593003 | 67.5 | n/a | n/a | Constraints | n/a | n/a | n/a
Level | n/a | 1900-12-31T23:59:59 | Submitted:Submitted for Approval | Component | nbl_PanelCubicle:Right-Terminating-PnlInt_TYPE B:593003 | Level: Ground Floor | n/a | n/a | Constraints | n/a | n/a
RightPilasterWidthFormula | n/a | 1900-12-31T23:59:59 | Submitted:Submitted for Approval | Component | nbl_PanelCubicle:Right-Terminating-PnlInt_TYPE B:593003 | 219 | n/a | n/a | Constraints | n/a | n/a | n/a
DoorCentered | n/a | 1900-12-31T23:59:59 | Submitted:Submitted for Approval | Component | nbl_PanelCubicle:Right-Terminating-PnlInt_TYPE B:593003 | TRUE | n/a | n/a | Construction | n/a | n/a | n/a
PilasterWidthFixed | n/a | 1900-12-31T23:59:59 | Submitted:Submitted for Approval | Component | nbl_PanelCubicle:Right-Terminating-PnlInt_TYPE B:593003 | TRUE | n/a | n/a | Construction | n/a | n/a | n/a
LeftPilasterOffset | n/a | 1900-12-31T23:59:59 | Submitted:Submitted for Approval | Component | nbl_PanelCubicle:Right-Terminating-PnlInt_TYPE B:593003 | 205 | n/a | n/a | Dimensions | n/a | n/a | n/a
LeftPilasterWidth | n/a | 1900-12-31T23:59:59 | Submitted:Submitted for Approval | Component | nbl_PanelCubicle:Right-Terminating-PnlInt_TYPE B:593003 | 67.5 | n/a | n/a | Dimensions | n/a | n/a | n/a
RightPilasterOffset | n/a | 1900-12-31T23:59:59 | Submitted:Submitted for Approval | Component | nbl_PanelCubicle:Right-Terminating-PnlInt_TYPE B:593003 | 205 | n/a | n/a | Dimensions | n/a | n/a | n/a
RightPilasterWidth | n/a | 1900-12-31T23:59:59 | Submitted:Submitted for Approval | Component | nbl_PanelCubicle:Right-Terminating-PnlInt_TYPE B:593003 | 65 | n/a | n/a | Dimensions | n/a | n/a | n/a
AssetIdentifier | n/a | 1900-12-31T23:59:59 | Submitted:Submitted for Approval | Component | nbl_PanelCubicle:Right-Terminating-PnlInt_TYPE B:593003 |  | n/a | n/a | Other | n/a | n/a
BarCode | n/a | 1900-12-31T23:59:59 | Submitted:Submitted for Approval | Component | nbl_PanelCubicle:Right-Terminating-PnlInt_TYPE B:593003 |  | n/a | n/a | Other | n/a | n/a
InstallationDate | n/a | 1900-12-31T23:59:59 | Submitted:Submitted for Approval | Component | nbl_PanelCubicle:Right-Terminating-PnlInt_TYPE B:593003 |  | n/a | n/a | Other | n/a | n/a
SerialNumber | n/a | 1900-12-31T23:59:59 | Submitted:Submitted for Approval | Component | nbl_PanelCubicle:Right-Terminating-PnlInt_TYPE B:593003 |  | n/a | n/a | Other | n/a | n/a
WarrantyStartDate | n/a | 1900-12-31T23:59:59 | Submitted:Submitted for Approval | Component | nbl_PanelCubicle:Right-Terminating-PnlInt_TYPE B:593003 |  | n/a | n/a | Other | n/a | n/a
Phase Created | n/a | 1900-12-31T23:59:59 | Submitted:Submitted for Approval | Component | nbl_PanelCubicle:Right-Terminating-PnlInt_TYPE B:593003 | New Construction | n/a | n/a | Phasing | n/a | n/a
FrameWidth | n/a | 1900-12-31T23:59:59 | Submitted:Submitted for Approval | Type | 650x1400 | 10 | n/a | n/a | Dimensions | n/a | n/a | n/a
Height | n/a | 1900-12-31T23:59:59 | Submitted:Submitted for Approval | Type | 650x1400 | 1400 | n/a | n/a | Dimensions | n/a | n/a | n/a
Length | n/a | 1900-12-31T23:59:59 | Submitted:Submitted for Approval | Type | 650x1400 | 10 | n/a | n/a | Dimensions | n/a | n/a | n/a
Width | n/a | 1900-12-31T23:59:59 | Submitted:Submitted for Approval | Type | 650x1400 | 650 | n/a | n/a | Dimensions | n/a | n/a | n/a
Assembly Code | n/a | 1900-12-31T23:59:59 | Submitted:Submitted for Approval | Type | 650x1400 |  | n/a | n/a | Identity Data | n/a | n/a
Assembly Description | n/a | 1900-12-31T23:59:59 | Submitted:Submitted for Approval | Type | 650x1400 |  | n/a | n/a | Identity Data | n/a | n/a
Description | n/a | 1900-12-31T23:59:59 | Submitted:Submitted for Approval | Type | 650x1400 | Mirror | n/a | n/a | Identity Data | n/a | n/a
Help | n/a | 1900-12-31T23:59:59 | Submitted:Submitted for Approval | Type | 650x1400 | www.nationalbimlibrary.com | n/a | n/a | Identity Data | n/a | n/a
IssueDate | n/a | 1900-12-31T23:59:59 | Submitted:Submitted for Approval | Type | 650x1400 |  | n/a | n/a | Identity Data | n/a | n/a
NBSDescription | n/a | 1900-12-31T23:59:59 | Submitted:Submitted for Approval | Type | 650x1400 | Mirrors | n/a | n/a | Identity Data | n/a | n/a
NBSReference | n/a | 1900-12-31T23:59:59 | Submitted:Submitted for Approval | Type | 650x1400 | 45-35-72/336 | n/a | n/a | Identity Data | n/a | n/a
OmniClass Number | n/a | 1900-12-31T23:59:59 | Submitted:Submitted for Approval | Type | 650x1400 |  | n/a | n/a | Identity Data | n/a | n/a
OmniClass Title | n/a | 1900-12-31T23:59:59 | Submitted:Submitted for Approval | Type | 650x1400 |  | n/a | n/a | Identity Data | n/a | n/a
Version | n/a | 1900-12-31T23:59:59 | Submitted:Submitted for Approval | Type | 650x1400 |  | n/a | n/a | Identity Data | n/a | n/a
Frame/MullionMaterial | n/a | 1900-12-31T23:59:59 | Submitted:Submitted for Approval | Type | 650x1400 | nbl_ConceptSolid | n/a | n/a | Materials and Finishes | n/a | n/a
MirrorMaterial | n/a | 1900-12-31T23:59:59 | Submitted:Submitted for Approval | Type | 650x1400 | nbl_Mirror | n/a | n/a | Materials and Finishes | n/a | n/a
Colour | n/a | 1900-12-31T23:59:59 | Submitted:Submitted for Approval | Type | 650x1400 |  | n/a | n/a | Other | n/a | n/a
Constituents | n/a | 1900-12-31T23:59:59 | Submitted:Submitted for Approval | Type | 650x1400 |  | n/a | n/a | Other | n/a | n/a
Features | n/a | 1900-12-31T23:59:59 | Submitted:Submitted for Approval | Type | 650x1400 |  | n/a | n/a | Other | n/a | n/a
Finish | n/a | 1900-12-31T23:59:59 | Submitted:Submitted for Approval | Type | 650x1400 |  | n/a | n/a | Other | n/a | n/a
Grade | n/a | 1900-12-31T23:59:59 | Submitted:Submitted for Approval | Type | 650x1400 |  | n/a | n/a | Other | n/a | n/a
Material | n/a | 1900-12-31T23:59:59 | Submitted:Submitted for Approval | Type | 650x1400 |  | n/a | n/a | Other | n/a | n/a
NominalHeight | n/a | 1900-12-31T23:59:59 | Submitted:Submitted for Approval | Type | 650x1400 | 1400 | n/a | n/a | Other | n/a | n/a | n/a
NominalLength | n/a | 1900-12-31T23:59:59 | Submitted:Submitted for Approval | Type | 650x1400 | 10 | n/a | n/a | Other | n/a | n/a | n/a
NominalWidth | n/a | 1900-12-31T23:59:59 | Submitted:Submitted for Approval | Type | 650x1400 | 650 | n/a | n/a | Other | n/a | n/a | n/a
ProductionYear | n/a | 1900-12-31T23:59:59 | Submitted:Submitted for Approval | Type | 650x1400 |  | n/a | n/a | Other | n/a | n/a
ReplacementCost | n/a | 1900-12-31T23:59:59 | Submitted:Submitted for Approval | Type | 650x1400 |  | n/a | n/a | Other | n/a | n/a
ServiceLifeDuration | n/a | 1900-12-31T23:59:59 | Submitted:Submitted for Approval | Type | 650x1400 |  | n/a | n/a | Other | n/a | n/a
Shape | n/a | 1900-12-31T23:59:59 | Submitted:Submitted for Approval | Type | 650x1400 |  | n/a | n/a | Other | n/a | n/a
Size | n/a | 1900-12-31T23:59:59 | Submitted:Submitted for Approval | Type | 650x1400 |  | n/a | n/a | Other | n/a | n/a
WarrantyDescription | n/a | 1900-12-31T23:59:59 | Submitted:Submitted for Approval | Type | 650x1400 |  | n/a | n/a | Other | n/a | n/a
WarrantyDurationLabour | n/a | 1900-12-31T23:59:59 | Submitted:Submitted for Approval | Type | 650x1400 |  | n/a | n/a | Other | n/a | n/a
WarrantyDurationParts | n/a | 1900-12-31T23:59:59 | Submitted:Submitted for Approval | Type | 650x1400 |  | n/a | n/a | Other | n/a | n/a
WarrantyGuarantorLabour | n/a | 1900-12-31T23:59:59 | Submitted:Submitted for Approval | Type | 650x1400 |  | n/a | n/a | Other | n/a | n/a
WarrantyGuarantorParts | n/a | 1900-12-31T23:59:59 | Submitted:Submitted for Approval | Type | 650x1400 |  | n/a | n/a | Other | n/a | n/a
ProductionYear | n/a | 1900-12-31T23:59:59 | Submitted:Submitted for Approval | Component | nbl_SanitaryAccessory_Mirror :650x1400:598128 |  | n/a | n/a | Pset_ManufacturerTypeInformation | n/a | n/a
Host | n/a | 1900-12-31T23:59:59 | Submitted:Submitted for Approval | Component | nbl_SanitaryAccessory_Mirror :650x1400:598128 | Floor : nbl_Fin_CerTls-CemAdh-PolyethFilmSht | n/a | n/a | Constraints | n/a | n/a
Level | n/a | 1900-12-31T23:59:59 | Submitted:Submitted for Approval | Component | nbl_SanitaryAccessory_Mirror :650x1400:598128 | Level: Ground Floor | n/a | n/a | Constraints | n/a | n/a
Moves With Nearby Elements | n/a | 1900-12-31T23:59:59 | Submitted:Submitted for Approval | Component | nbl_SanitaryAccessory_Mirror :650x1400:598128 | n/a | n/a | n/a | Constraints | n/a | n/a | n/a
Offset | n/a | 1900-12-31T23:59:59 | Submitted:Submitted for Approval | Component | nbl_SanitaryAccessory_Mirror :650x1400:598128 | 400 | n/a | n/a | Constraints | n/a | n/a | n/a
OffsetFromFloor | n/a | 1900-12-31T23:59:59 | Submitted:Submitted for Approval | Component | nbl_SanitaryAccessory_Mirror :650x1400:598128 | 600 | n/a | n/a | Dimensions | n/a | n/a | n/a
ComponentNumber | n/a | 1900-12-31T23:59:59 | Submitted:Submitted for Approval | Component | nbl_SanitaryAccessory_Mirror :650x1400:598128 |  | n/a | n/a | Identity Data | n/a | n/a
Mark | n/a | 1900-12-31T23:59:59 | Submitted:Submitted for Approval | Component | nbl_SanitaryAccessory_Mirror :650x1400:598128 | 77 | n/a | n/a | Identity Data | n/a | n/a
AssetIdentifier | n/a | 1900-12-31T23:59:59 | Submitted:Submitted for Approval | Component | nbl_SanitaryAccessory_Mirror :650x1400:598128 |  | n/a | n/a | Other | n/a | n/a
BarCode | n/a | 1900-12-31T23:59:59 | Submitted:Submitted for Approval | Component | nbl_SanitaryAccessory_Mirror :650x1400:598128 |  | n/a | n/a | Other | n/a | n/a
InstallationDate | n/a | 1900-12-31T23:59:59 | Submitted:Submitted for Approval | Component | nbl_SanitaryAccessory_Mirror :650x1400:598128 |  | n/a | n/a | Other | n/a | n/a
SerialNumber | n/a | 1900-12-31T23:59:59 | Submitted:Submitted for Approval | Component | nbl_SanitaryAccessory_Mirror :650x1400:598128 |  | n/a | n/a | Other | n/a | n/a
TagNumber | n/a | 1900-12-31T23:59:59 | Submitted:Submitted for Approval | Component | nbl_SanitaryAccessory_Mirror :650x1400:598128 |  | n/a | n/a | Other | n/a | n/a
WarrantyStartDate | n/a | 1900-12-31T23:59:59 | Submitted:Submitted for Approval | Component | nbl_SanitaryAccessory_Mirror :650x1400:598128 |  | n/a | n/a | Other | n/a | n/a
Phase Created | n/a | 1900-12-31T23:59:59 | Submitted:Submitted for Approval | Component | nbl_SanitaryAccessory_Mirror :650x1400:598128 | New Construction | n/a | n/a | Phasing | n/a | n/a
SanitarywareSet | n/a | 1900-12-31T23:59:59 | Submitted:Submitted for Approval | Component | nbl_SanitaryAccessory_Mirror :650x1400:598128 |  | n/a | n/a | Text | n/a | n/a
ProductionYear | n/a | 1900-12-31T23:59:59 | Submitted:Submitted for Approval | Component | nbl_SanitaryAccessory_Mirror :650x1400:598537 |  | n/a | n/a | Pset_ManufacturerTypeInformation | n/a | n/a
Host | n/a | 1900-12-31T23:59:59 | Submitted:Submitted for Approval | Component | nbl_SanitaryAccessory_Mirror :650x1400:598537 | Floor : nbl_Fin_CerTls-CemAdh-PolyethFilmSht | n/a | n/a | Constraints | n/a | n/a
Level | n/a | 1900-12-31T23:59:59 | Submitted:Submitted for Approval | Component | nbl_SanitaryAccessory_Mirror :650x1400:598537 | Level: Ground Floor | n/a | n/a | Constraints | n/a | n/a
Moves With Nearby Elements | n/a | 1900-12-31T23:59:59 | Submitted:Submitted for Approval | Component | nbl_SanitaryAccessory_Mirror :650x1400:598537 | n/a | n/a | n/a | Constraints | n/a | n/a | n/a
Offset | n/a | 1900-12-31T23:59:59 | Submitted:Submitted for Approval | Component | nbl_SanitaryAccessory_Mirror :650x1400:598537 | 400 | n/a | n/a | Constraints | n/a | n/a | n/a
OffsetFromFloor | n/a | 1900-12-31T23:59:59 | Submitted:Submitted for Approval | Component | nbl_SanitaryAccessory_Mirror :650x1400:598537 | 600 | n/a | n/a | Dimensions | n/a | n/a | n/a
ComponentNumber | n/a | 1900-12-31T23:59:59 | Submitted:Submitted for Approval | Component | nbl_SanitaryAccessory_Mirror :650x1400:598537 |  | n/a | n/a | Identity Data | n/a | n/a
Mark | n/a | 1900-12-31T23:59:59 | Submitted:Submitted for Approval | Component | nbl_SanitaryAccessory_Mirror :650x1400:598537 | 78 | n/a | n/a | Identity Data | n/a | n/a
AssetIdentifier | n/a | 1900-12-31T23:59:59 | Submitted:Submitted for Approval | Component | nbl_SanitaryAccessory_Mirror :650x1400:598537 |  | n/a | n/a | Other | n/a | n/a
BarCode | n/a | 1900-12-31T23:59:59 | Submitted:Submitted for Approval | Component | nbl_SanitaryAccessory_Mirror :650x1400:598537 |  | n/a | n/a | Other | n/a | n/a
InstallationDate | n/a | 1900-12-31T23:59:59 | Submitted:Submitted for Approval | Component | nbl_SanitaryAccessory_Mirror :650x1400:598537 |  | n/a | n/a | Other | n/a | n/a
SerialNumber | n/a | 1900-12-31T23:59:59 | Submitted:Submitted for Approval | Component | nbl_SanitaryAccessory_Mirror :650x1400:598537 |  | n/a | n/a | Other | n/a | n/a
TagNumber | n/a | 1900-12-31T23:59:59 | Submitted:Submitted for Approval | Component | nbl_SanitaryAccessory_Mirror :650x1400:598537 |  | n/a | n/a | Other | n/a | n/a
WarrantyStartDate | n/a | 1900-12-31T23:59:59 | Submitted:Submitted for Approval | Component | nbl_SanitaryAccessory_Mirror :650x1400:598537 |  | n/a | n/a | Other | n/a | n/a
Phase Created | n/a | 1900-12-31T23:59:59 | Submitted:Submitted for Approval | Component | nbl_SanitaryAccessory_Mirror :650x1400:598537 | New Construction | n/a | n/a | Phasing | n/a | n/a
SanitarywareSet | n/a | 1900-12-31T23:59:59 | Submitted:Submitted for Approval | Component | nbl_SanitaryAccessory_Mirror :650x1400:598537 |  | n/a | n/a | Text | n/a | n/a
ProductionYear | n/a | 1900-12-31T23:59:59 | Submitted:Submitted for Approval | Component | nbl_SanitaryAccessory_Mirror :650x1400:598736 |  | n/a | n/a | Pset_ManufacturerTypeInformation | n/a | n/a
Host | n/a | 1900-12-31T23:59:59 | Submitted:Submitted for Approval | Component | nbl_SanitaryAccessory_Mirror :650x1400:598736 | Floor : nbl_Fin_CerTls-CemAdh-PolyethFilmSht | n/a | n/a | Constraints | n/a | n/a
Level | n/a | 1900-12-31T23:59:59 | Submitted:Submitted for Approval | Component | nbl_SanitaryAccessory_Mirror :650x1400:598736 | Level: Ground Floor | n/a | n/a | Constraints | n/a | n/a
Moves With Nearby Elements | n/a | 1900-12-31T23:59:59 | Submitted:Submitted for Approval | Component | nbl_SanitaryAccessory_Mirror :650x1400:598736 | n/a | n/a | n/a | Constraints | n/a | n/a | n/a
Offset | n/a | 1900-12-31T23:59:59 | Submitted:Submitted for Approval | Component | nbl_SanitaryAccessory_Mirror :650x1400:598736 | 400 | n/a | n/a | Constraints | n/a | n/a | n/a
OffsetFromFloor | n/a | 1900-12-31T23:59:59 | Submitted:Submitted for Approval | Component | nbl_SanitaryAccessory_Mirror :650x1400:598736 | 600 | n/a | n/a | Dimensions | n/a | n/a | n/a
ComponentNumber | n/a | 1900-12-31T23:59:59 | Submitted:Submitted for Approval | Component | nbl_SanitaryAccessory_Mirror :650x1400:598736 |  | n/a | n/a | Identity Data | n/a | n/a
Mark | n/a | 1900-12-31T23:59:59 | Submitted:Submitted for Approval | Component | nbl_SanitaryAccessory_Mirror :650x1400:598736 | 79 | n/a | n/a | Identity Data | n/a | n/a
AssetIdentifier | n/a | 1900-12-31T23:59:59 | Submitted:Submitted for Approval | Component | nbl_SanitaryAccessory_Mirror :650x1400:598736 |  | n/a | n/a | Other | n/a | n/a
BarCode | n/a | 1900-12-31T23:59:59 | Submitted:Submitted for Approval | Component | nbl_SanitaryAccessory_Mirror :650x1400:598736 |  | n/a | n/a | Other | n/a | n/a
InstallationDate | n/a | 1900-12-31T23:59:59 | Submitted:Submitted for Approval | Component | nbl_SanitaryAccessory_Mirror :650x1400:598736 |  | n/a | n/a | Other | n/a | n/a
SerialNumber | n/a | 1900-12-31T23:59:59 | Submitted:Submitted for Approval | Component | nbl_SanitaryAccessory_Mirror :650x1400:598736 |  | n/a | n/a | Other | n/a | n/a
TagNumber | n/a | 1900-12-31T23:59:59 | Submitted:Submitted for Approval | Component | nbl_SanitaryAccessory_Mirror :650x1400:598736 |  | n/a | n/a | Other | n/a | n/a
WarrantyStartDate | n/a | 1900-12-31T23:59:59 | Submitted:Submitted for Approval | Component | nbl_SanitaryAccessory_Mirror :650x1400:598736 |  | n/a | n/a | Other | n/a | n/a
Phase Created | n/a | 1900-12-31T23:59:59 | Submitted:Submitted for Approval | Component | nbl_SanitaryAccessory_Mirror :650x1400:598736 | New Construction | n/a | n/a | Phasing | n/a | n/a
SanitarywareSet | n/a | 1900-12-31T23:59:59 | Submitted:Submitted for Approval | Component | nbl_SanitaryAccessory_Mirror :650x1400:598736 |  | n/a | n/a | Text | n/a | n/a
ProductionYear | n/a | 1900-12-31T23:59:59 | Submitted:Submitted for Approval | Component | nbl_SanitaryAccessory_Mirror :650x1400:598910 |  | n/a | n/a | Pset_ManufacturerTypeInformation | n/a | n/a
Host | n/a | 1900-12-31T23:59:59 | Submitted:Submitted for Approval | Component | nbl_SanitaryAccessory_Mirror :650x1400:598910 | Floor : nbl_Fin_CerTls-CemAdh-PolyethFilmSht | n/a | n/a | Constraints | n/a | n/a
Level | n/a | 1900-12-31T23:59:59 | Submitted:Submitted for Approval | Component | nbl_SanitaryAccessory_Mirror :650x1400:598910 | Level: Ground Floor | n/a | n/a | Constraints | n/a | n/a
Moves With Nearby Elements | n/a | 1900-12-31T23:59:59 | Submitted:Submitted for Approval | Component | nbl_SanitaryAccessory_Mirror :650x1400:598910 | n/a | n/a | n/a | Constraints | n/a | n/a | n/a
Offset | n/a | 1900-12-31T23:59:59 | Submitted:Submitted for Approval | Component | nbl_SanitaryAccessory_Mirror :650x1400:598910 | 400 | n/a | n/a | Constraints | n/a | n/a | n/a
OffsetFromFloor | n/a | 1900-12-31T23:59:59 | Submitted:Submitted for Approval | Component | nbl_SanitaryAccessory_Mirror :650x1400:598910 | 600 | n/a | n/a | Dimensions | n/a | n/a | n/a
ComponentNumber | n/a | 1900-12-31T23:59:59 | Submitted:Submitted for Approval | Component | nbl_SanitaryAccessory_Mirror :650x1400:598910 |  | n/a | n/a | Identity Data | n/a | n/a
Mark | n/a | 1900-12-31T23:59:59 | Submitted:Submitted for Approval | Component | nbl_SanitaryAccessory_Mirror :650x1400:598910 | 80 | n/a | n/a | Identity Data | n/a | n/a
AssetIdentifier | n/a | 1900-12-31T23:59:59 | Submitted:Submitted for Approval | Component | nbl_SanitaryAccessory_Mirror :650x1400:598910 |  | n/a | n/a | Other | n/a | n/a
BarCode | n/a | 1900-12-31T23:59:59 | Submitted:Submitted for Approval | Component | nbl_SanitaryAccessory_Mirror :650x1400:598910 |  | n/a | n/a | Other | n/a | n/a
InstallationDate | n/a | 1900-12-31T23:59:59 | Submitted:Submitted for Approval | Component | nbl_SanitaryAccessory_Mirror :650x1400:598910 |  | n/a | n/a | Other | n/a | n/a
SerialNumber | n/a | 1900-12-31T23:59:59 | Submitted:Submitted for Approval | Component | nbl_SanitaryAccessory_Mirror :650x1400:598910 |  | n/a | n/a | Other | n/a | n/a
TagNumber | n/a | 1900-12-31T23:59:59 | Submitted:Submitted for Approval | Component | nbl_SanitaryAccessory_Mirror :650x1400:598910 |  | n/a | n/a | Other | n/a | n/a
WarrantyStartDate | n/a | 1900-12-31T23:59:59 | Submitted:Submitted for Approval | Component | nbl_SanitaryAccessory_Mirror :650x1400:598910 |  | n/a | n/a | Other | n/a | n/a
Phase Created | n/a | 1900-12-31T23:59:59 | Submitted:Submitted for Approval | Component | nbl_SanitaryAccessory_Mirror :650x1400:598910 | New Construction | n/a | n/a | Phasing | n/a | n/a
SanitarywareSet | n/a | 1900-12-31T23:59:59 | Submitted:Submitted for Approval | Component | nbl_SanitaryAccessory_Mirror :650x1400:598910 |  | n/a | n/a | Text | n/a | n/a
ProductionYear | n/a | 1900-12-31T23:59:59 | Submitted:Submitted for Approval | Component | nbl_SanitaryAccessory_Mirror :650x1400:599086 |  | n/a | n/a | Pset_ManufacturerTypeInformation | n/a | n/a
Host | n/a | 1900-12-31T23:59:59 | Submitted:Submitted for Approval | Component | nbl_SanitaryAccessory_Mirror :650x1400:599086 | Floor : nbl_Fin_CerTls-CemAdh-PolyethFilmSht | n/a | n/a | Constraints | n/a | n/a
Level | n/a | 1900-12-31T23:59:59 | Submitted:Submitted for Approval | Component | nbl_SanitaryAccessory_Mirror :650x1400:599086 | Level: Ground Floor | n/a | n/a | Constraints | n/a | n/a
Moves With Nearby Elements | n/a | 1900-12-31T23:59:59 | Submitted:Submitted for Approval | Component | nbl_SanitaryAccessory_Mirror :650x1400:599086 | n/a | n/a | n/a | Constraints | n/a | n/a | n/a
Offset | n/a | 1900-12-31T23:59:59 | Submitted:Submitted for Approval | Component | nbl_SanitaryAccessory_Mirror :650x1400:599086 | 400 | n/a | n/a | Constraints | n/a | n/a | n/a
OffsetFromFloor | n/a | 1900-12-31T23:59:59 | Submitted:Submitted for Approval | Component | nbl_SanitaryAccessory_Mirror :650x1400:599086 | 600 | n/a | n/a | Dimensions | n/a | n/a | n/a
ComponentNumber | n/a | 1900-12-31T23:59:59 | Submitted:Submitted for Approval | Component | nbl_SanitaryAccessory_Mirror :650x1400:599086 |  | n/a | n/a | Identity Data | n/a | n/a
Mark | n/a | 1900-12-31T23:59:59 | Submitted:Submitted for Approval | Component | nbl_SanitaryAccessory_Mirror :650x1400:599086 | 81 | n/a | n/a | Identity Data | n/a | n/a
AssetIdentifier | n/a | 1900-12-31T23:59:59 | Submitted:Submitted for Approval | Component | nbl_SanitaryAccessory_Mirror :650x1400:599086 |  | n/a | n/a | Other | n/a | n/a
BarCode | n/a | 1900-12-31T23:59:59 | Submitted:Submitted for Approval | Component | nbl_SanitaryAccessory_Mirror :650x1400:599086 |  | n/a | n/a | Other | n/a | n/a
InstallationDate | n/a | 1900-12-31T23:59:59 | Submitted:Submitted for Approval | Component | nbl_SanitaryAccessory_Mirror :650x1400:599086 |  | n/a | n/a | Other | n/a | n/a
SerialNumber | n/a | 1900-12-31T23:59:59 | Submitted:Submitted for Approval | Component | nbl_SanitaryAccessory_Mirror :650x1400:599086 |  | n/a | n/a | Other | n/a | n/a
TagNumber | n/a | 1900-12-31T23:59:59 | Submitted:Submitted for Approval | Component | nbl_SanitaryAccessory_Mirror :650x1400:599086 |  | n/a | n/a | Other | n/a | n/a
WarrantyStartDate | n/a | 1900-12-31T23:59:59 | Submitted:Submitted for Approval | Component | nbl_SanitaryAccessory_Mirror :650x1400:599086 |  | n/a | n/a | Other | n/a | n/a
Phase Created | n/a | 1900-12-31T23:59:59 | Submitted:Submitted for Approval | Component | nbl_SanitaryAccessory_Mirror :650x1400:599086 | New Construction | n/a | n/a | Phasing | n/a | n/a
SanitarywareSet | n/a | 1900-12-31T23:59:59 | Submitted:Submitted for Approval | Component | nbl_SanitaryAccessory_Mirror :650x1400:599086 |  | n/a | n/a | Text | n/a | n/a
ProductionYear | n/a | 1900-12-31T23:59:59 | Submitted:Submitted for Approval | Component | nbl_SanitaryAccessory_Mirror :650x1400:599264 |  | n/a | n/a | Pset_ManufacturerTypeInformation | n/a | n/a
Host | n/a | 1900-12-31T23:59:59 | Submitted:Submitted for Approval | Component | nbl_SanitaryAccessory_Mirror :650x1400:599264 | Floor : nbl_Sprng_TmbrBrds-BttnsTmbrResilientFlr | n/a | n/a | Constraints | n/a | n/a
Level | n/a | 1900-12-31T23:59:59 | Submitted:Submitted for Approval | Component | nbl_SanitaryAccessory_Mirror :650x1400:599264 | Level: Ground Floor | n/a | n/a | Constraints | n/a | n/a
Moves With Nearby Elements | n/a | 1900-12-31T23:59:59 | Submitted:Submitted for Approval | Component | nbl_SanitaryAccessory_Mirror :650x1400:599264 | n/a | n/a | n/a | Constraints | n/a | n/a | n/a
Offset | n/a | 1900-12-31T23:59:59 | Submitted:Submitted for Approval | Component | nbl_SanitaryAccessory_Mirror :650x1400:599264 | 400 | n/a | n/a | Constraints | n/a | n/a | n/a
OffsetFromFloor | n/a | 1900-12-31T23:59:59 | Submitted:Submitted for Approval | Component | nbl_SanitaryAccessory_Mirror :650x1400:599264 | 600 | n/a | n/a | Dimensions | n/a | n/a | n/a
ComponentNumber | n/a | 1900-12-31T23:59:59 | Submitted:Submitted for Approval | Component | nbl_SanitaryAccessory_Mirror :650x1400:599264 |  | n/a | n/a | Identity Data | n/a | n/a
Mark | n/a | 1900-12-31T23:59:59 | Submitted:Submitted for Approval | Component | nbl_SanitaryAccessory_Mirror :650x1400:599264 | 82 | n/a | n/a | Identity Data | n/a | n/a
AssetIdentifier | n/a | 1900-12-31T23:59:59 | Submitted:Submitted for Approval | Component | nbl_SanitaryAccessory_Mirror :650x1400:599264 |  | n/a | n/a | Other | n/a | n/a
BarCode | n/a | 1900-12-31T23:59:59 | Submitted:Submitted for Approval | Component | nbl_SanitaryAccessory_Mirror :650x1400:599264 |  | n/a | n/a | Other | n/a | n/a
InstallationDate | n/a | 1900-12-31T23:59:59 | Submitted:Submitted for Approval | Component | nbl_SanitaryAccessory_Mirror :650x1400:599264 |  | n/a | n/a | Other | n/a | n/a
SerialNumber | n/a | 1900-12-31T23:59:59 | Submitted:Submitted for Approval | Component | nbl_SanitaryAccessory_Mirror :650x1400:599264 |  | n/a | n/a | Other | n/a | n/a
TagNumber | n/a | 1900-12-31T23:59:59 | Submitted:Submitted for Approval | Component | nbl_SanitaryAccessory_Mirror :650x1400:599264 |  | n/a | n/a | Other | n/a | n/a
WarrantyStartDate | n/a | 1900-12-31T23:59:59 | Submitted:Submitted for Approval | Component | nbl_SanitaryAccessory_Mirror :650x1400:599264 |  | n/a | n/a | Other | n/a | n/a
Phase Created | n/a | 1900-12-31T23:59:59 | Submitted:Submitted for Approval | Component | nbl_SanitaryAccessory_Mirror :650x1400:599264 | New Construction | n/a | n/a | Phasing | n/a | n/a
SanitarywareSet | n/a | 1900-12-31T23:59:59 | Submitted:Submitted for Approval | Component | nbl_SanitaryAccessory_Mirror :650x1400:599264 |  | n/a | n/a | Text | n/a | n/a
ProductionYear | n/a | 1900-12-31T23:59:59 | Submitted:Submitted for Approval | Component | nbl_SanitaryAccessory_Mirror :650x1400:599584 |  | n/a | n/a | Pset_ManufacturerTypeInformation | n/a | n/a
Host | n/a | 1900-12-31T23:59:59 | Submitted:Submitted for Approval | Component | nbl_SanitaryAccessory_Mirror :650x1400:599584 | Floor : nbl_Fin_CerTls-CemAdh-PolyethFilmSht | n/a | n/a | Constraints | n/a | n/a
Level | n/a | 1900-12-31T23:59:59 | Submitted:Submitted for Approval | Component | nbl_SanitaryAccessory_Mirror :650x1400:599584 | Level: Ground Floor | n/a | n/a | Constraints | n/a | n/a
Moves With Nearby Elements | n/a | 1900-12-31T23:59:59 | Submitted:Submitted for Approval | Component | nbl_SanitaryAccessory_Mirror :650x1400:599584 | n/a | n/a | n/a | Constraints | n/a | n/a | n/a
Offset | n/a | 1900-12-31T23:59:59 | Submitted:Submitted for Approval | Component | nbl_SanitaryAccessory_Mirror :650x1400:599584 | 400 | n/a | n/a | Constraints | n/a | n/a | n/a
OffsetFromFloor | n/a | 1900-12-31T23:59:59 | Submitted:Submitted for Approval | Component | nbl_SanitaryAccessory_Mirror :650x1400:599584 | 600 | n/a | n/a | Dimensions | n/a | n/a | n/a
ComponentNumber | n/a | 1900-12-31T23:59:59 | Submitted:Submitted for Approval | Component | nbl_SanitaryAccessory_Mirror :650x1400:599584 |  | n/a | n/a | Identity Data | n/a | n/a
Mark | n/a | 1900-12-31T23:59:59 | Submitted:Submitted for Approval | Component | nbl_SanitaryAccessory_Mirror :650x1400:599584 | 84 | n/a | n/a | Identity Data | n/a | n/a
AssetIdentifier | n/a | 1900-12-31T23:59:59 | Submitted:Submitted for Approval | Component | nbl_SanitaryAccessory_Mirror :650x1400:599584 |  | n/a | n/a | Other | n/a | n/a
BarCode | n/a | 1900-12-31T23:59:59 | Submitted:Submitted for Approval | Component | nbl_SanitaryAccessory_Mirror :650x1400:599584 |  | n/a | n/a | Other | n/a | n/a
InstallationDate | n/a | 1900-12-31T23:59:59 | Submitted:Submitted for Approval | Component | nbl_SanitaryAccessory_Mirror :650x1400:599584 |  | n/a | n/a | Other | n/a | n/a
SerialNumber | n/a | 1900-12-31T23:59:59 | Submitted:Submitted for Approval | Component | nbl_SanitaryAccessory_Mirror :650x1400:599584 |  | n/a | n/a | Other | n/a | n/a
TagNumber | n/a | 1900-12-31T23:59:59 | Submitted:Submitted for Approval | Component | nbl_SanitaryAccessory_Mirror :650x1400:599584 |  | n/a | n/a | Other | n/a | n/a
WarrantyStartDate | n/a | 1900-12-31T23:59:59 | Submitted:Submitted for Approval | Component | nbl_SanitaryAccessory_Mirror :650x1400:599584 |  | n/a | n/a | Other | n/a | n/a
Phase Created | n/a | 1900-12-31T23:59:59 | Submitted:Submitted for Approval | Component | nbl_SanitaryAccessory_Mirror :650x1400:599584 | New Construction | n/a | n/a | Phasing | n/a | n/a
SanitarywareSet | n/a | 1900-12-31T23:59:59 | Submitted:Submitted for Approval | Component | nbl_SanitaryAccessory_Mirror :650x1400:599584 |  | n/a | n/a | Text | n/a | n/a
ProductionYear | n/a | 1900-12-31T23:59:59 | Submitted:Submitted for Approval | Component | nbl_SanitaryAccessory_Mirror :650x1400:599760 |  | n/a | n/a | Pset_ManufacturerTypeInformation | n/a | n/a
Host | n/a | 1900-12-31T23:59:59 | Submitted:Submitted for Approval | Component | nbl_SanitaryAccessory_Mirror :650x1400:599760 | Floor : nbl_Fin_CerTls-CemAdh-PolyethFilmSht | n/a | n/a | Constraints | n/a | n/a
Level | n/a | 1900-12-31T23:59:59 | Submitted:Submitted for Approval | Component | nbl_SanitaryAccessory_Mirror :650x1400:599760 | Level: Ground Floor | n/a | n/a | Constraints | n/a | n/a
Moves With Nearby Elements | n/a | 1900-12-31T23:59:59 | Submitted:Submitted for Approval | Component | nbl_SanitaryAccessory_Mirror :650x1400:599760 | n/a | n/a | n/a | Constraints | n/a | n/a | n/a
Offset | n/a | 1900-12-31T23:59:59 | Submitted:Submitted for Approval | Component | nbl_SanitaryAccessory_Mirror :650x1400:599760 | 400 | n/a | n/a | Constraints | n/a | n/a | n/a
OffsetFromFloor | n/a | 1900-12-31T23:59:59 | Submitted:Submitted for Approval | Component | nbl_SanitaryAccessory_Mirror :650x1400:599760 | 600 | n/a | n/a | Dimensions | n/a | n/a | n/a
ComponentNumber | n/a | 1900-12-31T23:59:59 | Submitted:Submitted for Approval | Component | nbl_SanitaryAccessory_Mirror :650x1400:599760 |  | n/a | n/a | Identity Data | n/a | n/a
Mark | n/a | 1900-12-31T23:59:59 | Submitted:Submitted for Approval | Component | nbl_SanitaryAccessory_Mirror :650x1400:599760 | 85 | n/a | n/a | Identity Data | n/a | n/a
AssetIdentifier | n/a | 1900-12-31T23:59:59 | Submitted:Submitted for Approval | Component | nbl_SanitaryAccessory_Mirror :650x1400:599760 |  | n/a | n/a | Other | n/a | n/a
BarCode | n/a | 1900-12-31T23:59:59 | Submitted:Submitted for Approval | Component | nbl_SanitaryAccessory_Mirror :650x1400:599760 |  | n/a | n/a | Other | n/a | n/a
InstallationDate | n/a | 1900-12-31T23:59:59 | Submitted:Submitted for Approval | Component | nbl_SanitaryAccessory_Mirror :650x1400:599760 |  | n/a | n/a | Other | n/a | n/a
SerialNumber | n/a | 1900-12-31T23:59:59 | Submitted:Submitted for Approval | Component | nbl_SanitaryAccessory_Mirror :650x1400:599760 |  | n/a | n/a | Other | n/a | n/a
TagNumber | n/a | 1900-12-31T23:59:59 | Submitted:Submitted for Approval | Component | nbl_SanitaryAccessory_Mirror :650x1400:599760 |  | n/a | n/a | Other | n/a | n/a
WarrantyStartDate | n/a | 1900-12-31T23:59:59 | Submitted:Submitted for Approval | Component | nbl_SanitaryAccessory_Mirror :650x1400:599760 |  | n/a | n/a | Other | n/a | n/a
Phase Created | n/a | 1900-12-31T23:59:59 | Submitted:Submitted for Approval | Component | nbl_SanitaryAccessory_Mirror :650x1400:599760 | New Construction | n/a | n/a | Phasing | n/a | n/a
SanitarywareSet | n/a | 1900-12-31T23:59:59 | Submitted:Submitted for Approval | Component | nbl_SanitaryAccessory_Mirror :650x1400:599760 |  | n/a | n/a | Text | n/a | n/a
FrameWidth | n/a | 1900-12-31T23:59:59 | Submitted:Submitted for Approval | Type | 650x1400 | 10 | n/a | n/a | Dimensions | n/a | n/a | n/a
Height | n/a | 1900-12-31T23:59:59 | Submitted:Submitted for Approval | Type | 650x1400 | 1400 | n/a | n/a | Dimensions | n/a | n/a | n/a
Length | n/a | 1900-12-31T23:59:59 | Submitted:Submitted for Approval | Type | 650x1400 | 10 | n/a | n/a | Dimensions | n/a | n/a | n/a
Width | n/a | 1900-12-31T23:59:59 | Submitted:Submitted for Approval | Type | 650x1400 | 650 | n/a | n/a | Dimensions | n/a | n/a | n/a
Assembly Code | n/a | 1900-12-31T23:59:59 | Submitted:Submitted for Approval | Type | 650x1400 |  | n/a | n/a | Identity Data | n/a | n/a
Assembly Description | n/a | 1900-12-31T23:59:59 | Submitted:Submitted for Approval | Type | 650x1400 |  | n/a | n/a | Identity Data | n/a | n/a
Description | n/a | 1900-12-31T23:59:59 | Submitted:Submitted for Approval | Type | 650x1400 | Mirror | n/a | n/a | Identity Data | n/a | n/a
Help | n/a | 1900-12-31T23:59:59 | Submitted:Submitted for Approval | Type | 650x1400 | www.nationalbimlibrary.com | n/a | n/a | Identity Data | n/a | n/a
IssueDate | n/a | 1900-12-31T23:59:59 | Submitted:Submitted for Approval | Type | 650x1400 |  | n/a | n/a | Identity Data | n/a | n/a
NBSDescription | n/a | 1900-12-31T23:59:59 | Submitted:Submitted for Approval | Type | 650x1400 | Mirrors | n/a | n/a | Identity Data | n/a | n/a
NBSReference | n/a | 1900-12-31T23:59:59 | Submitted:Submitted for Approval | Type | 650x1400 | 45-35-72/336 | n/a | n/a | Identity Data | n/a | n/a
OmniClass Number | n/a | 1900-12-31T23:59:59 | Submitted:Submitted for Approval | Type | 650x1400 |  | n/a | n/a | Identity Data | n/a | n/a
OmniClass Title | n/a | 1900-12-31T23:59:59 | Submitted:Submitted for Approval | Type | 650x1400 |  | n/a | n/a | Identity Data | n/a | n/a
Version | n/a | 1900-12-31T23:59:59 | Submitted:Submitted for Approval | Type | 650x1400 |  | n/a | n/a | Identity Data | n/a | n/a
Frame/MullionMaterial | n/a | 1900-12-31T23:59:59 | Submitted:Submitted for Approval | Type | 650x1400 | nbl_ConceptSolid | n/a | n/a | Materials and Finishes | n/a | n/a
MirrorMaterial | n/a | 1900-12-31T23:59:59 | Submitted:Submitted for Approval | Type | 650x1400 | nbl_Mirror | n/a | n/a | Materials and Finishes | n/a | n/a
Colour | n/a | 1900-12-31T23:59:59 | Submitted:Submitted for Approval | Type | 650x1400 |  | n/a | n/a | Other | n/a | n/a
Constituents | n/a | 1900-12-31T23:59:59 | Submitted:Submitted for Approval | Type | 650x1400 |  | n/a | n/a | Other | n/a | n/a
Features | n/a | 1900-12-31T23:59:59 | Submitted:Submitted for Approval | Type | 650x1400 |  | n/a | n/a | Other | n/a | n/a
Finish | n/a | 1900-12-31T23:59:59 | Submitted:Submitted for Approval | Type | 650x1400 |  | n/a | n/a | Other | n/a | n/a
Grade | n/a | 1900-12-31T23:59:59 | Submitted:Submitted for Approval | Type | 650x1400 |  | n/a | n/a | Other | n/a | n/a
Material | n/a | 1900-12-31T23:59:59 | Submitted:Submitted for Approval | Type | 650x1400 |  | n/a | n/a | Other | n/a | n/a
NominalHeight | n/a | 1900-12-31T23:59:59 | Submitted:Submitted for Approval | Type | 650x1400 | 1400 | n/a | n/a | Other | n/a | n/a | n/a
NominalLength | n/a | 1900-12-31T23:59:59 | Submitted:Submitted for Approval | Type | 650x1400 | 10 | n/a | n/a | Other | n/a | n/a | n/a
NominalWidth | n/a | 1900-12-31T23:59:59 | Submitted:Submitted for Approval | Type | 650x1400 | 650 | n/a | n/a | Other | n/a | n/a | n/a
ProductionYear | n/a | 1900-12-31T23:59:59 | Submitted:Submitted for Approval | Type | 650x1400 |  | n/a | n/a | Other | n/a | n/a
ReplacementCost | n/a | 1900-12-31T23:59:59 | Submitted:Submitted for Approval | Type | 650x1400 |  | n/a | n/a | Other | n/a | n/a
ServiceLifeDuration | n/a | 1900-12-31T23:59:59 | Submitted:Submitted for Approval | Type | 650x1400 |  | n/a | n/a | Other | n/a | n/a
Shape | n/a | 1900-12-31T23:59:59 | Submitted:Submitted for Approval | Type | 650x1400 |  | n/a | n/a | Other | n/a | n/a
Size | n/a | 1900-12-31T23:59:59 | Submitted:Submitted for Approval | Type | 650x1400 |  | n/a | n/a | Other | n/a | n/a
WarrantyDescription | n/a | 1900-12-31T23:59:59 | Submitted:Submitted for Approval | Type | 650x1400 |  | n/a | n/a | Other | n/a | n/a
WarrantyDurationLabour | n/a | 1900-12-31T23:59:59 | Submitted:Submitted for Approval | Type | 650x1400 |  | n/a | n/a | Other | n/a | n/a
WarrantyDurationParts | n/a | 1900-12-31T23:59:59 | Submitted:Submitted for Approval | Type | 650x1400 |  | n/a | n/a | Other | n/a | n/a
WarrantyGuarantorLabour | n/a | 1900-12-31T23:59:59 | Submitted:Submitted for Approval | Type | 650x1400 |  | n/a | n/a | Other | n/a | n/a
WarrantyGuarantorParts | n/a | 1900-12-31T23:59:59 | Submitted:Submitted for Approval | Type | 650x1400 |  | n/a | n/a | Other | n/a | n/a
ProductionYear | n/a | 1900-12-31T23:59:59 | Submitted:Submitted for Approval | Component | nbl_SanitaryAccessory_Mirror :650x1400:599327 |  | n/a | n/a | Pset_ManufacturerTypeInformation | n/a | n/a
Host | n/a | 1900-12-31T23:59:59 | Submitted:Submitted for Approval | Component | nbl_SanitaryAccessory_Mirror :650x1400:599327 | Floor : nbl_Sprng_TmbrBrds-BttnsTmbrResilientFlr | n/a | n/a | Constraints | n/a | n/a
Level | n/a | 1900-12-31T23:59:59 | Submitted:Submitted for Approval | Component | nbl_SanitaryAccessory_Mirror :650x1400:599327 | Level: Ground Floor | n/a | n/a | Constraints | n/a | n/a
Moves With Nearby Elements | n/a | 1900-12-31T23:59:59 | Submitted:Submitted for Approval | Component | nbl_SanitaryAccessory_Mirror :650x1400:599327 | n/a | n/a | n/a | Constraints | n/a | n/a | n/a
Offset | n/a | 1900-12-31T23:59:59 | Submitted:Submitted for Approval | Component | nbl_SanitaryAccessory_Mirror :650x1400:599327 | 400 | n/a | n/a | Constraints | n/a | n/a | n/a
OffsetFromFloor | n/a | 1900-12-31T23:59:59 | Submitted:Submitted for Approval | Component | nbl_SanitaryAccessory_Mirror :650x1400:599327 | 600 | n/a | n/a | Dimensions | n/a | n/a | n/a
ComponentNumber | n/a | 1900-12-31T23:59:59 | Submitted:Submitted for Approval | Component | nbl_SanitaryAccessory_Mirror :650x1400:599327 |  | n/a | n/a | Identity Data | n/a | n/a
Mark | n/a | 1900-12-31T23:59:59 | Submitted:Submitted for Approval | Component | nbl_SanitaryAccessory_Mirror :650x1400:599327 | 83 | n/a | n/a | Identity Data | n/a | n/a
AssetIdentifier | n/a | 1900-12-31T23:59:59 | Submitted:Submitted for Approval | Component | nbl_SanitaryAccessory_Mirror :650x1400:599327 |  | n/a | n/a | Other | n/a | n/a
BarCode | n/a | 1900-12-31T23:59:59 | Submitted:Submitted for Approval | Component | nbl_SanitaryAccessory_Mirror :650x1400:599327 |  | n/a | n/a | Other | n/a | n/a
InstallationDate | n/a | 1900-12-31T23:59:59 | Submitted:Submitted for Approval | Component | nbl_SanitaryAccessory_Mirror :650x1400:599327 |  | n/a | n/a | Other | n/a | n/a
SerialNumber | n/a | 1900-12-31T23:59:59 | Submitted:Submitted for Approval | Component | nbl_SanitaryAccessory_Mirror :650x1400:599327 |  | n/a | n/a | Other | n/a | n/a
TagNumber | n/a | 1900-12-31T23:59:59 | Submitted:Submitted for Approval | Component | nbl_SanitaryAccessory_Mirror :650x1400:599327 |  | n/a | n/a | Other | n/a | n/a
WarrantyStartDate | n/a | 1900-12-31T23:59:59 | Submitted:Submitted for Approval | Component | nbl_SanitaryAccessory_Mirror :650x1400:599327 |  | n/a | n/a | Other | n/a | n/a
Phase Created | n/a | 1900-12-31T23:59:59 | Submitted:Submitted for Approval | Component | nbl_SanitaryAccessory_Mirror :650x1400:599327 | New Construction | n/a | n/a | Phasing | n/a | n/a
SanitarywareSet | n/a | 1900-12-31T23:59:59 | Submitted:Submitted for Approval | Component | nbl_SanitaryAccessory_Mirror :650x1400:599327 |  | n/a | n/a | Text | n/a | n/a
Automatically Embed | n/a | 1900-12-31T23:59:59 | Submitted:Submitted for Approval | Type | Curtain Wall:SKIRTING SCREEN | TRUE | n/a | n/a | Construction | n/a | n/a | n/a
Function | n/a | 1900-12-31T23:59:59 | Submitted:Submitted for Approval | Type | Curtain Wall:SKIRTING SCREEN | Exterior | n/a | n/a | Construction | n/a | n/a
Join Condition | n/a | 1900-12-31T23:59:59 | Submitted:Submitted for Approval | Type | Curtain Wall:SKIRTING SCREEN | Border and Horizontal Grid Continuous | n/a | n/a | Construction | n/a | n/a
Adjust for Mullion Size | n/a | 1900-12-31T23:59:59 | Submitted:Submitted for Approval | Type | Curtain Wall:SKIRTING SCREEN | TRUE | n/a | n/a | Horizontal Grid | n/a | n/a | n/a
Layout | n/a | 1900-12-31T23:59:59 | Submitted:Submitted for Approval | Type | Curtain Wall:SKIRTING SCREEN | Maximum Spacing | n/a | n/a | Horizontal Grid | n/a | n/a
Spacing | n/a | 1900-12-31T23:59:59 | Submitted:Submitted for Approval | Type | Curtain Wall:SKIRTING SCREEN | 96 | n/a | n/a | Horizontal Grid | n/a | n/a | n/a
Border 1 Type | n/a | 1900-12-31T23:59:59 | Submitted:Submitted for Approval | Type | Curtain Wall:SKIRTING SCREEN | Rectangular Mullion: 50 x 90mm | n/a | n/a | Horizontal Mullions | n/a | n/a
Border 2 Type | n/a | 1900-12-31T23:59:59 | Submitted:Submitted for Approval | Type | Curtain Wall:SKIRTING SCREEN | Rectangular Mullion: 50 x 90mm | n/a | n/a | Horizontal Mullions | n/a | n/a
Interior Type | n/a | 1900-12-31T23:59:59 | Submitted:Submitted for Approval | Type | Curtain Wall:SKIRTING SCREEN | Rectangular Mullion: 20 x 90mm | n/a | n/a | Horizontal Mullions | n/a | n/a
Assembly Code | n/a | 1900-12-31T23:59:59 | Submitted:Submitted for Approval | Type | Curtain Wall:SKIRTING SCREEN |  | n/a | n/a | Identity Data | n/a | n/a
Assembly Description | n/a | 1900-12-31T23:59:59 | Submitted:Submitted for Approval | Type | Curtain Wall:SKIRTING SCREEN |  | n/a | n/a | Identity Data | n/a | n/a
Adjust for Mullion Size | n/a | 1900-12-31T23:59:59 | Submitted:Submitted for Approval | Type | Curtain Wall:SKIRTING SCREEN | n/a | n/a | n/a | Vertical Grid | n/a | n/a | n/a
Layout | n/a | 1900-12-31T23:59:59 | Submitted:Submitted for Approval | Type | Curtain Wall:SKIRTING SCREEN | None | n/a | n/a | Vertical Grid | n/a | n/a
Spacing | n/a | 1900-12-31T23:59:59 | Submitted:Submitted for Approval | Type | Curtain Wall:SKIRTING SCREEN | 1524 | n/a | n/a | Vertical Grid | n/a | n/a | n/a
Reference | n/a | 1900-12-31T23:59:59 | Submitted:Submitted for Approval | Component | Curtain Wall:SKIRTING SCREEN:610335 | SKIRTING SCREEN | n/a | n/a | Pset_CurtainWallCommon | n/a | n/a
IsExternal | n/a | 1900-12-31T23:59:59 | Submitted:Submitted for Approval | Component | Curtain Wall:SKIRTING SCREEN:610335 | TRUE | n/a | n/a | Pset_CurtainWallCommon | n/a | n/a | n/a
Base Constraint | n/a | 1900-12-31T23:59:59 | Submitted:Submitted for Approval | Component | Curtain Wall:SKIRTING SCREEN:610335 | Level: DMD Ref Level | n/a | n/a | Constraints | n/a | n/a
Base is Attached | n/a | 1900-12-31T23:59:59 | Submitted:Submitted for Approval | Component | Curtain Wall:SKIRTING SCREEN:610335 | n/a | n/a | n/a | Constraints | n/a | n/a | n/a
Base Offset | n/a | 1900-12-31T23:59:59 | Submitted:Submitted for Approval | Component | Curtain Wall:SKIRTING SCREEN:610335 | 1900 | n/a | n/a | Constraints | n/a | n/a | n/a
Related to Mass | n/a | 1900-12-31T23:59:59 | Submitted:Submitted for Approval | Component | Curtain Wall:SKIRTING SCREEN:610335 | n/a | n/a | n/a | Constraints | n/a | n/a | n/a
Room Bounding | n/a | 1900-12-31T23:59:59 | Submitted:Submitted for Approval | Component | Curtain Wall:SKIRTING SCREEN:610335 | TRUE | n/a | n/a | Constraints | n/a | n/a | n/a
Top Constraint | n/a | 1900-12-31T23:59:59 | Submitted:Submitted for Approval | Component | Curtain Wall:SKIRTING SCREEN:610335 | Level: Ground Floor | n/a | n/a | Constraints | n/a | n/a
Top is Attached | n/a | 1900-12-31T23:59:59 | Submitted:Submitted for Approval | Component | Curtain Wall:SKIRTING SCREEN:610335 | n/a | n/a | n/a | Constraints | n/a | n/a | n/a
Top Offset | n/a | 1900-12-31T23:59:59 | Submitted:Submitted for Approval | Component | Curtain Wall:SKIRTING SCREEN:610335 | -770 | n/a | n/a | Constraints | n/a | n/a | n/a
Unconnected Height | n/a | 1900-12-31T23:59:59 | Submitted:Submitted for Approval | Component | Curtain Wall:SKIRTING SCREEN:610335 | 930 | n/a | n/a | Constraints | n/a | n/a | n/a
Area | n/a | 1900-12-31T23:59:59 | Submitted:Submitted for Approval | Component | Curtain Wall:SKIRTING SCREEN:610335 | 17.8095 | n/a | n/a | Dimensions | n/a | n/a | n/a
Length | n/a | 1900-12-31T23:59:59 | Submitted:Submitted for Approval | Component | Curtain Wall:SKIRTING SCREEN:610335 | 19150 | n/a | n/a | Dimensions | n/a | n/a | n/a
Angle | n/a | 1900-12-31T23:59:59 | Submitted:Submitted for Approval | Component | Curtain Wall:SKIRTING SCREEN:610335 | 0 | n/a | n/a | Horizontal Grid | n/a | n/a | n/a
Justification | n/a | 1900-12-31T23:59:59 | Submitted:Submitted for Approval | Component | Curtain Wall:SKIRTING SCREEN:610335 | Beginning | n/a | n/a | Horizontal Grid | n/a | n/a
Number | n/a | 1900-12-31T23:59:59 | Submitted:Submitted for Approval | Component | Curtain Wall:SKIRTING SCREEN:610335 | 8 | n/a | n/a | Horizontal Grid | n/a | n/a | n/a
Offset | n/a | 1900-12-31T23:59:59 | Submitted:Submitted for Approval | Component | Curtain Wall:SKIRTING SCREEN:610335 | 0 | n/a | n/a | Horizontal Grid | n/a | n/a | n/a
Phase Created | n/a | 1900-12-31T23:59:59 | Submitted:Submitted for Approval | Component | Curtain Wall:SKIRTING SCREEN:610335 | New Construction | n/a | n/a | Phasing | n/a | n/a
Enable Analytical Model | n/a | 1900-12-31T23:59:59 | Submitted:Submitted for Approval | Component | Curtain Wall:SKIRTING SCREEN:610335 | n/a | n/a | n/a | Structural | n/a | n/a | n/a
Structural | n/a | 1900-12-31T23:59:59 | Submitted:Submitted for Approval | Component | Curtain Wall:SKIRTING SCREEN:610335 | n/a | n/a | n/a | Structural | n/a | n/a | n/a
Structural Usage | n/a | 1900-12-31T23:59:59 | Submitted:Submitted for Approval | Component | Curtain Wall:SKIRTING SCREEN:610335 | Non-bearing | n/a | n/a | Structural | n/a | n/a
Angle | n/a | 1900-12-31T23:59:59 | Submitted:Submitted for Approval | Component | Curtain Wall:SKIRTING SCREEN:610335 | 0 | n/a | n/a | Vertical Grid | n/a | n/a | n/a
Justification | n/a | 1900-12-31T23:59:59 | Submitted:Submitted for Approval | Component | Curtain Wall:SKIRTING SCREEN:610335 | Beginning | n/a | n/a | Vertical Grid | n/a | n/a
Number | n/a | 1900-12-31T23:59:59 | Submitted:Submitted for Approval | Component | Curtain Wall:SKIRTING SCREEN:610335 | 9 | n/a | n/a | Vertical Grid | n/a | n/a | n/a
Offset | n/a | 1900-12-31T23:59:59 | Submitted:Submitted for Approval | Component | Curtain Wall:SKIRTING SCREEN:610335 | 0 | n/a | n/a | Vertical Grid | n/a | n/a | n/a
Reference | n/a | 1900-12-31T23:59:59 | Submitted:Submitted for Approval | Component | Curtain Wall:SKIRTING SCREEN:612647 | SKIRTING SCREEN | n/a | n/a | Pset_CurtainWallCommon | n/a | n/a
IsExternal | n/a | 1900-12-31T23:59:59 | Submitted:Submitted for Approval | Component | Curtain Wall:SKIRTING SCREEN:612647 | TRUE | n/a | n/a | Pset_CurtainWallCommon | n/a | n/a | n/a
Base Constraint | n/a | 1900-12-31T23:59:59 | Submitted:Submitted for Approval | Component | Curtain Wall:SKIRTING SCREEN:612647 | Level: DMD Ref Level | n/a | n/a | Constraints | n/a | n/a
Base is Attached | n/a | 1900-12-31T23:59:59 | Submitted:Submitted for Approval | Component | Curtain Wall:SKIRTING SCREEN:612647 | n/a | n/a | n/a | Constraints | n/a | n/a | n/a
Base Offset | n/a | 1900-12-31T23:59:59 | Submitted:Submitted for Approval | Component | Curtain Wall:SKIRTING SCREEN:612647 | 1900 | n/a | n/a | Constraints | n/a | n/a | n/a
Related to Mass | n/a | 1900-12-31T23:59:59 | Submitted:Submitted for Approval | Component | Curtain Wall:SKIRTING SCREEN:612647 | n/a | n/a | n/a | Constraints | n/a | n/a | n/a
Room Bounding | n/a | 1900-12-31T23:59:59 | Submitted:Submitted for Approval | Component | Curtain Wall:SKIRTING SCREEN:612647 | TRUE | n/a | n/a | Constraints | n/a | n/a | n/a
Top Constraint | n/a | 1900-12-31T23:59:59 | Submitted:Submitted for Approval | Component | Curtain Wall:SKIRTING SCREEN:612647 | Level: Ground Floor | n/a | n/a | Constraints | n/a | n/a
Top is Attached | n/a | 1900-12-31T23:59:59 | Submitted:Submitted for Approval | Component | Curtain Wall:SKIRTING SCREEN:612647 | n/a | n/a | n/a | Constraints | n/a | n/a | n/a
Top Offset | n/a | 1900-12-31T23:59:59 | Submitted:Submitted for Approval | Component | Curtain Wall:SKIRTING SCREEN:612647 | -770 | n/a | n/a | Constraints | n/a | n/a | n/a
Unconnected Height | n/a | 1900-12-31T23:59:59 | Submitted:Submitted for Approval | Component | Curtain Wall:SKIRTING SCREEN:612647 | 930 | n/a | n/a | Constraints | n/a | n/a | n/a
Area | n/a | 1900-12-31T23:59:59 | Submitted:Submitted for Approval | Component | Curtain Wall:SKIRTING SCREEN:612647 | 18.9069 | n/a | n/a | Dimensions | n/a | n/a | n/a
Length | n/a | 1900-12-31T23:59:59 | Submitted:Submitted for Approval | Component | Curtain Wall:SKIRTING SCREEN:612647 | 20330 | n/a | n/a | Dimensions | n/a | n/a | n/a
Angle | n/a | 1900-12-31T23:59:59 | Submitted:Submitted for Approval | Component | Curtain Wall:SKIRTING SCREEN:612647 | 0 | n/a | n/a | Horizontal Grid | n/a | n/a | n/a
Justification | n/a | 1900-12-31T23:59:59 | Submitted:Submitted for Approval | Component | Curtain Wall:SKIRTING SCREEN:612647 | Beginning | n/a | n/a | Horizontal Grid | n/a | n/a
Number | n/a | 1900-12-31T23:59:59 | Submitted:Submitted for Approval | Component | Curtain Wall:SKIRTING SCREEN:612647 | 8 | n/a | n/a | Horizontal Grid | n/a | n/a | n/a
Offset | n/a | 1900-12-31T23:59:59 | Submitted:Submitted for Approval | Component | Curtain Wall:SKIRTING SCREEN:612647 | 0 | n/a | n/a | Horizontal Grid | n/a | n/a | n/a
Phase Created | n/a | 1900-12-31T23:59:59 | Submitted:Submitted for Approval | Component | Curtain Wall:SKIRTING SCREEN:612647 | New Construction | n/a | n/a | Phasing | n/a | n/a
Enable Analytical Model | n/a | 1900-12-31T23:59:59 | Submitted:Submitted for Approval | Component | Curtain Wall:SKIRTING SCREEN:612647 | n/a | n/a | n/a | Structural | n/a | n/a | n/a
Structural | n/a | 1900-12-31T23:59:59 | Submitted:Submitted for Approval | Component | Curtain Wall:SKIRTING SCREEN:612647 | n/a | n/a | n/a | Structural | n/a | n/a | n/a
Structural Usage | n/a | 1900-12-31T23:59:59 | Submitted:Submitted for Approval | Component | Curtain Wall:SKIRTING SCREEN:612647 | Non-bearing | n/a | n/a | Structural | n/a | n/a
Angle | n/a | 1900-12-31T23:59:59 | Submitted:Submitted for Approval | Component | Curtain Wall:SKIRTING SCREEN:612647 | 0 | n/a | n/a | Vertical Grid | n/a | n/a | n/a
Justification | n/a | 1900-12-31T23:59:59 | Submitted:Submitted for Approval | Component | Curtain Wall:SKIRTING SCREEN:612647 | Beginning | n/a | n/a | Vertical Grid | n/a | n/a
Number | n/a | 1900-12-31T23:59:59 | Submitted:Submitted for Approval | Component | Curtain Wall:SKIRTING SCREEN:612647 | 9 | n/a | n/a | Vertical Grid | n/a | n/a | n/a
Offset | n/a | 1900-12-31T23:59:59 | Submitted:Submitted for Approval | Component | Curtain Wall:SKIRTING SCREEN:612647 | 0 | n/a | n/a | Vertical Grid | n/a | n/a | n/a
Reference | n/a | 1900-12-31T23:59:59 | Submitted:Submitted for Approval | Component | Curtain Wall:SKIRTING SCREEN:613394 | SKIRTING SCREEN | n/a | n/a | Pset_CurtainWallCommon | n/a | n/a
IsExternal | n/a | 1900-12-31T23:59:59 | Submitted:Submitted for Approval | Component | Curtain Wall:SKIRTING SCREEN:613394 | TRUE | n/a | n/a | Pset_CurtainWallCommon | n/a | n/a | n/a
Base Constraint | n/a | 1900-12-31T23:59:59 | Submitted:Submitted for Approval | Component | Curtain Wall:SKIRTING SCREEN:613394 | Level: DMD Ref Level | n/a | n/a | Constraints | n/a | n/a
Base is Attached | n/a | 1900-12-31T23:59:59 | Submitted:Submitted for Approval | Component | Curtain Wall:SKIRTING SCREEN:613394 | n/a | n/a | n/a | Constraints | n/a | n/a | n/a
Base Offset | n/a | 1900-12-31T23:59:59 | Submitted:Submitted for Approval | Component | Curtain Wall:SKIRTING SCREEN:613394 | 1900 | n/a | n/a | Constraints | n/a | n/a | n/a
Related to Mass | n/a | 1900-12-31T23:59:59 | Submitted:Submitted for Approval | Component | Curtain Wall:SKIRTING SCREEN:613394 | n/a | n/a | n/a | Constraints | n/a | n/a | n/a
Room Bounding | n/a | 1900-12-31T23:59:59 | Submitted:Submitted for Approval | Component | Curtain Wall:SKIRTING SCREEN:613394 | TRUE | n/a | n/a | Constraints | n/a | n/a | n/a
Top Constraint | n/a | 1900-12-31T23:59:59 | Submitted:Submitted for Approval | Component | Curtain Wall:SKIRTING SCREEN:613394 | Level: Ground Floor | n/a | n/a | Constraints | n/a | n/a
Top is Attached | n/a | 1900-12-31T23:59:59 | Submitted:Submitted for Approval | Component | Curtain Wall:SKIRTING SCREEN:613394 | n/a | n/a | n/a | Constraints | n/a | n/a | n/a
Top Offset | n/a | 1900-12-31T23:59:59 | Submitted:Submitted for Approval | Component | Curtain Wall:SKIRTING SCREEN:613394 | -770 | n/a | n/a | Constraints | n/a | n/a | n/a
Unconnected Height | n/a | 1900-12-31T23:59:59 | Submitted:Submitted for Approval | Component | Curtain Wall:SKIRTING SCREEN:613394 | 930 | n/a | n/a | Constraints | n/a | n/a | n/a
Area | n/a | 1900-12-31T23:59:59 | Submitted:Submitted for Approval | Component | Curtain Wall:SKIRTING SCREEN:613394 | 16.6702 | n/a | n/a | Dimensions | n/a | n/a | n/a
Length | n/a | 1900-12-31T23:59:59 | Submitted:Submitted for Approval | Component | Curtain Wall:SKIRTING SCREEN:613394 | 17925 | n/a | n/a | Dimensions | n/a | n/a | n/a
Angle | n/a | 1900-12-31T23:59:59 | Submitted:Submitted for Approval | Component | Curtain Wall:SKIRTING SCREEN:613394 | 0 | n/a | n/a | Horizontal Grid | n/a | n/a | n/a
Justification | n/a | 1900-12-31T23:59:59 | Submitted:Submitted for Approval | Component | Curtain Wall:SKIRTING SCREEN:613394 | Beginning | n/a | n/a | Horizontal Grid | n/a | n/a
Number | n/a | 1900-12-31T23:59:59 | Submitted:Submitted for Approval | Component | Curtain Wall:SKIRTING SCREEN:613394 | 8 | n/a | n/a | Horizontal Grid | n/a | n/a | n/a
Offset | n/a | 1900-12-31T23:59:59 | Submitted:Submitted for Approval | Component | Curtain Wall:SKIRTING SCREEN:613394 | 0 | n/a | n/a | Horizontal Grid | n/a | n/a | n/a
Phase Created | n/a | 1900-12-31T23:59:59 | Submitted:Submitted for Approval | Component | Curtain Wall:SKIRTING SCREEN:613394 | New Construction | n/a | n/a | Phasing | n/a | n/a
Enable Analytical Model | n/a | 1900-12-31T23:59:59 | Submitted:Submitted for Approval | Component | Curtain Wall:SKIRTING SCREEN:613394 | n/a | n/a | n/a | Structural | n/a | n/a | n/a
Structural | n/a | 1900-12-31T23:59:59 | Submitted:Submitted for Approval | Component | Curtain Wall:SKIRTING SCREEN:613394 | n/a | n/a | n/a | Structural | n/a | n/a | n/a
Structural Usage | n/a | 1900-12-31T23:59:59 | Submitted:Submitted for Approval | Component | Curtain Wall:SKIRTING SCREEN:613394 | Non-bearing | n/a | n/a | Structural | n/a | n/a
Angle | n/a | 1900-12-31T23:59:59 | Submitted:Submitted for Approval | Component | Curtain Wall:SKIRTING SCREEN:613394 | 0 | n/a | n/a | Vertical Grid | n/a | n/a | n/a
Justification | n/a | 1900-12-31T23:59:59 | Submitted:Submitted for Approval | Component | Curtain Wall:SKIRTING SCREEN:613394 | Beginning | n/a | n/a | Vertical Grid | n/a | n/a
Number | n/a | 1900-12-31T23:59:59 | Submitted:Submitted for Approval | Component | Curtain Wall:SKIRTING SCREEN:613394 | 9 | n/a | n/a | Vertical Grid | n/a | n/a | n/a
Offset | n/a | 1900-12-31T23:59:59 | Submitted:Submitted for Approval | Component | Curtain Wall:SKIRTING SCREEN:613394 | 0 | n/a | n/a | Vertical Grid | n/a | n/a | n/a
Reference | n/a | 1900-12-31T23:59:59 | Submitted:Submitted for Approval | Component | Curtain Wall:SKIRTING SCREEN:613718 | SKIRTING SCREEN | n/a | n/a | Pset_CurtainWallCommon | n/a | n/a
IsExternal | n/a | 1900-12-31T23:59:59 | Submitted:Submitted for Approval | Component | Curtain Wall:SKIRTING SCREEN:613718 | TRUE | n/a | n/a | Pset_CurtainWallCommon | n/a | n/a | n/a
Base Constraint | n/a | 1900-12-31T23:59:59 | Submitted:Submitted for Approval | Component | Curtain Wall:SKIRTING SCREEN:613718 | Level: DMD Ref Level | n/a | n/a | Constraints | n/a | n/a
Base is Attached | n/a | 1900-12-31T23:59:59 | Submitted:Submitted for Approval | Component | Curtain Wall:SKIRTING SCREEN:613718 | n/a | n/a | n/a | Constraints | n/a | n/a | n/a
Base Offset | n/a | 1900-12-31T23:59:59 | Submitted:Submitted for Approval | Component | Curtain Wall:SKIRTING SCREEN:613718 | 1900 | n/a | n/a | Constraints | n/a | n/a | n/a
Related to Mass | n/a | 1900-12-31T23:59:59 | Submitted:Submitted for Approval | Component | Curtain Wall:SKIRTING SCREEN:613718 | n/a | n/a | n/a | Constraints | n/a | n/a | n/a
Room Bounding | n/a | 1900-12-31T23:59:59 | Submitted:Submitted for Approval | Component | Curtain Wall:SKIRTING SCREEN:613718 | TRUE | n/a | n/a | Constraints | n/a | n/a | n/a
Top Constraint | n/a | 1900-12-31T23:59:59 | Submitted:Submitted for Approval | Component | Curtain Wall:SKIRTING SCREEN:613718 | Level: Ground Floor | n/a | n/a | Constraints | n/a | n/a
Top is Attached | n/a | 1900-12-31T23:59:59 | Submitted:Submitted for Approval | Component | Curtain Wall:SKIRTING SCREEN:613718 | n/a | n/a | n/a | Constraints | n/a | n/a | n/a
Top Offset | n/a | 1900-12-31T23:59:59 | Submitted:Submitted for Approval | Component | Curtain Wall:SKIRTING SCREEN:613718 | -770 | n/a | n/a | Constraints | n/a | n/a | n/a
Unconnected Height | n/a | 1900-12-31T23:59:59 | Submitted:Submitted for Approval | Component | Curtain Wall:SKIRTING SCREEN:613718 | 930 | n/a | n/a | Constraints | n/a | n/a | n/a
Area | n/a | 1900-12-31T23:59:59 | Submitted:Submitted for Approval | Component | Curtain Wall:SKIRTING SCREEN:613718 | 5.7102 | n/a | n/a | Dimensions | n/a | n/a | n/a
Length | n/a | 1900-12-31T23:59:59 | Submitted:Submitted for Approval | Component | Curtain Wall:SKIRTING SCREEN:613718 | 6140 | n/a | n/a | Dimensions | n/a | n/a | n/a
Angle | n/a | 1900-12-31T23:59:59 | Submitted:Submitted for Approval | Component | Curtain Wall:SKIRTING SCREEN:613718 | 0 | n/a | n/a | Horizontal Grid | n/a | n/a | n/a
Justification | n/a | 1900-12-31T23:59:59 | Submitted:Submitted for Approval | Component | Curtain Wall:SKIRTING SCREEN:613718 | Beginning | n/a | n/a | Horizontal Grid | n/a | n/a
Number | n/a | 1900-12-31T23:59:59 | Submitted:Submitted for Approval | Component | Curtain Wall:SKIRTING SCREEN:613718 | 8 | n/a | n/a | Horizontal Grid | n/a | n/a | n/a
Offset | n/a | 1900-12-31T23:59:59 | Submitted:Submitted for Approval | Component | Curtain Wall:SKIRTING SCREEN:613718 | 0 | n/a | n/a | Horizontal Grid | n/a | n/a | n/a
Phase Created | n/a | 1900-12-31T23:59:59 | Submitted:Submitted for Approval | Component | Curtain Wall:SKIRTING SCREEN:613718 | New Construction | n/a | n/a | Phasing | n/a | n/a
Enable Analytical Model | n/a | 1900-12-31T23:59:59 | Submitted:Submitted for Approval | Component | Curtain Wall:SKIRTING SCREEN:613718 | n/a | n/a | n/a | Structural | n/a | n/a | n/a
Structural | n/a | 1900-12-31T23:59:59 | Submitted:Submitted for Approval | Component | Curtain Wall:SKIRTING SCREEN:613718 | n/a | n/a | n/a | Structural | n/a | n/a | n/a
Structural Usage | n/a | 1900-12-31T23:59:59 | Submitted:Submitted for Approval | Component | Curtain Wall:SKIRTING SCREEN:613718 | Non-bearing | n/a | n/a | Structural | n/a | n/a
Angle | n/a | 1900-12-31T23:59:59 | Submitted:Submitted for Approval | Component | Curtain Wall:SKIRTING SCREEN:613718 | 0 | n/a | n/a | Vertical Grid | n/a | n/a | n/a
Justification | n/a | 1900-12-31T23:59:59 | Submitted:Submitted for Approval | Component | Curtain Wall:SKIRTING SCREEN:613718 | Beginning | n/a | n/a | Vertical Grid | n/a | n/a
Number | n/a | 1900-12-31T23:59:59 | Submitted:Submitted for Approval | Component | Curtain Wall:SKIRTING SCREEN:613718 | 9 | n/a | n/a | Vertical Grid | n/a | n/a | n/a
Offset | n/a | 1900-12-31T23:59:59 | Submitted:Submitted for Approval | Component | Curtain Wall:SKIRTING SCREEN:613718 | 0 | n/a | n/a | Vertical Grid | n/a | n/a | n/a
Reference | n/a | 1900-12-31T23:59:59 | Submitted:Submitted for Approval | Component | Curtain Wall:SKIRTING SCREEN:613888 | SKIRTING SCREEN | n/a | n/a | Pset_CurtainWallCommon | n/a | n/a
IsExternal | n/a | 1900-12-31T23:59:59 | Submitted:Submitted for Approval | Component | Curtain Wall:SKIRTING SCREEN:613888 | TRUE | n/a | n/a | Pset_CurtainWallCommon | n/a | n/a | n/a
Base Constraint | n/a | 1900-12-31T23:59:59 | Submitted:Submitted for Approval | Component | Curtain Wall:SKIRTING SCREEN:613888 | Level: DMD Ref Level | n/a | n/a | Constraints | n/a | n/a
Base is Attached | n/a | 1900-12-31T23:59:59 | Submitted:Submitted for Approval | Component | Curtain Wall:SKIRTING SCREEN:613888 | n/a | n/a | n/a | Constraints | n/a | n/a | n/a
Base Offset | n/a | 1900-12-31T23:59:59 | Submitted:Submitted for Approval | Component | Curtain Wall:SKIRTING SCREEN:613888 | 1900 | n/a | n/a | Constraints | n/a | n/a | n/a
Related to Mass | n/a | 1900-12-31T23:59:59 | Submitted:Submitted for Approval | Component | Curtain Wall:SKIRTING SCREEN:613888 | n/a | n/a | n/a | Constraints | n/a | n/a | n/a
Room Bounding | n/a | 1900-12-31T23:59:59 | Submitted:Submitted for Approval | Component | Curtain Wall:SKIRTING SCREEN:613888 | TRUE | n/a | n/a | Constraints | n/a | n/a | n/a
Top Constraint | n/a | 1900-12-31T23:59:59 | Submitted:Submitted for Approval | Component | Curtain Wall:SKIRTING SCREEN:613888 | Level: Ground Floor | n/a | n/a | Constraints | n/a | n/a
Top is Attached | n/a | 1900-12-31T23:59:59 | Submitted:Submitted for Approval | Component | Curtain Wall:SKIRTING SCREEN:613888 | n/a | n/a | n/a | Constraints | n/a | n/a | n/a
Top Offset | n/a | 1900-12-31T23:59:59 | Submitted:Submitted for Approval | Component | Curtain Wall:SKIRTING SCREEN:613888 | -770 | n/a | n/a | Constraints | n/a | n/a | n/a
Unconnected Height | n/a | 1900-12-31T23:59:59 | Submitted:Submitted for Approval | Component | Curtain Wall:SKIRTING SCREEN:613888 | 930 | n/a | n/a | Constraints | n/a | n/a | n/a
Area | n/a | 1900-12-31T23:59:59 | Submitted:Submitted for Approval | Component | Curtain Wall:SKIRTING SCREEN:613888 | 3.72 | n/a | n/a | Dimensions | n/a | n/a | n/a
Length | n/a | 1900-12-31T23:59:59 | Submitted:Submitted for Approval | Component | Curtain Wall:SKIRTING SCREEN:613888 | 4000 | n/a | n/a | Dimensions | n/a | n/a | n/a
Angle | n/a | 1900-12-31T23:59:59 | Submitted:Submitted for Approval | Component | Curtain Wall:SKIRTING SCREEN:613888 | 0 | n/a | n/a | Horizontal Grid | n/a | n/a | n/a
Justification | n/a | 1900-12-31T23:59:59 | Submitted:Submitted for Approval | Component | Curtain Wall:SKIRTING SCREEN:613888 | Beginning | n/a | n/a | Horizontal Grid | n/a | n/a
Number | n/a | 1900-12-31T23:59:59 | Submitted:Submitted for Approval | Component | Curtain Wall:SKIRTING SCREEN:613888 | 8 | n/a | n/a | Horizontal Grid | n/a | n/a | n/a
Offset | n/a | 1900-12-31T23:59:59 | Submitted:Submitted for Approval | Component | Curtain Wall:SKIRTING SCREEN:613888 | 0 | n/a | n/a | Horizontal Grid | n/a | n/a | n/a
Phase Created | n/a | 1900-12-31T23:59:59 | Submitted:Submitted for Approval | Component | Curtain Wall:SKIRTING SCREEN:613888 | New Construction | n/a | n/a | Phasing | n/a | n/a
Enable Analytical Model | n/a | 1900-12-31T23:59:59 | Submitted:Submitted for Approval | Component | Curtain Wall:SKIRTING SCREEN:613888 | n/a | n/a | n/a | Structural | n/a | n/a | n/a
Structural | n/a | 1900-12-31T23:59:59 | Submitted:Submitted for Approval | Component | Curtain Wall:SKIRTING SCREEN:613888 | n/a | n/a | n/a | Structural | n/a | n/a | n/a
Structural Usage | n/a | 1900-12-31T23:59:59 | Submitted:Submitted for Approval | Component | Curtain Wall:SKIRTING SCREEN:613888 | Non-bearing | n/a | n/a | Structural | n/a | n/a
Angle | n/a | 1900-12-31T23:59:59 | Submitted:Submitted for Approval | Component | Curtain Wall:SKIRTING SCREEN:613888 | 0 | n/a | n/a | Vertical Grid | n/a | n/a | n/a
Justification | n/a | 1900-12-31T23:59:59 | Submitted:Submitted for Approval | Component | Curtain Wall:SKIRTING SCREEN:613888 | Beginning | n/a | n/a | Vertical Grid | n/a | n/a
Number | n/a | 1900-12-31T23:59:59 | Submitted:Submitted for Approval | Component | Curtain Wall:SKIRTING SCREEN:613888 | 9 | n/a | n/a | Vertical Grid | n/a | n/a | n/a
Offset | n/a | 1900-12-31T23:59:59 | Submitted:Submitted for Approval | Component | Curtain Wall:SKIRTING SCREEN:613888 | 0 | n/a | n/a | Vertical Grid | n/a | n/a | n/a
BorderWidth | n/a | 1900-12-31T23:59:59 | Submitted:Submitted for Approval | Type | 400X150 | 3.75 | n/a | n/a | Dimensions | n/a | n/a | n/a
Depth | n/a | 1900-12-31T23:59:59 | Submitted:Submitted for Approval | Type | 400X150 | 2 | n/a | n/a | Dimensions | n/a | n/a | n/a
Height | n/a | 1900-12-31T23:59:59 | Submitted:Submitted for Approval | Type | 400X150 | 150 | n/a | n/a | Dimensions | n/a | n/a | n/a
Width | n/a | 1900-12-31T23:59:59 | Submitted:Submitted for Approval | Type | 400X150 | 400 | n/a | n/a | Dimensions | n/a | n/a | n/a
Assembly Code | n/a | 1900-12-31T23:59:59 | Submitted:Submitted for Approval | Type | 400X150 |  | n/a | n/a | Identity Data | n/a | n/a
Assembly Description | n/a | 1900-12-31T23:59:59 | Submitted:Submitted for Approval | Type | 400X150 |  | n/a | n/a | Identity Data | n/a | n/a
Description | n/a | 1900-12-31T23:59:59 | Submitted:Submitted for Approval | Type | 400X150 | Fire escape route signs- Progress forward from here | n/a | n/a | Identity Data | n/a | n/a
Fixing | n/a | 1900-12-31T23:59:59 | Submitted:Submitted for Approval | Type | 400X150 |  | n/a | n/a | Identity Data | n/a | n/a
Help | n/a | 1900-12-31T23:59:59 | Submitted:Submitted for Approval | Type | 400X150 | www.nationalbimlibrary.com | n/a | n/a | Identity Data | n/a | n/a
IssueDate | n/a | 1900-12-31T23:59:59 | Submitted:Submitted for Approval | Type | 400X150 | 12/06/29 | n/a | n/a | Identity Data | n/a | n/a
NBSDescription | n/a | 1900-12-31T23:59:59 | Submitted:Submitted for Approval | Type | 400X150 | Fire and safety signage system | n/a | n/a | Identity Data | n/a | n/a
NBSReference | n/a | 1900-12-31T23:59:59 | Submitted:Submitted for Approval | Type | 400X150 | 35-80-30/110 | n/a | n/a | Identity Data | n/a | n/a
OmniClass Number | n/a | 1900-12-31T23:59:59 | Submitted:Submitted for Approval | Type | 400X150 |  | n/a | n/a | Identity Data | n/a | n/a
OmniClass Title | n/a | 1900-12-31T23:59:59 | Submitted:Submitted for Approval | Type | 400X150 |  | n/a | n/a | Identity Data | n/a | n/a
SignType | n/a | 1900-12-31T23:59:59 | Submitted:Submitted for Approval | Type | 400X150 |  | n/a | n/a | Identity Data | n/a | n/a
Type Mark | n/a | 1900-12-31T23:59:59 | Submitted:Submitted for Approval | Type | 400X150 | E1 | n/a | n/a | Identity Data | n/a | n/a
URL | n/a | 1900-12-31T23:59:59 | Submitted:Submitted for Approval | Type | 400X150 | www.nationalbimlibrary.com | n/a | n/a | Identity Data | n/a | n/a
Version | n/a | 1900-12-31T23:59:59 | Submitted:Submitted for Approval | Type | 400X150 | 1.0 | n/a | n/a | Identity Data | n/a | n/a
AccessibilityPerformance | n/a | 1900-12-31T23:59:59 | Submitted:Submitted for Approval | Type | 400X150 |  | n/a | n/a | Other | n/a | n/a
CodePerformance | n/a | 1900-12-31T23:59:59 | Submitted:Submitted for Approval | Type | 400X150 |  | n/a | n/a | Other | n/a | n/a
Colour | n/a | 1900-12-31T23:59:59 | Submitted:Submitted for Approval | Type | 400X150 |  | n/a | n/a | Other | n/a | n/a
Constituents | n/a | 1900-12-31T23:59:59 | Submitted:Submitted for Approval | Type | 400X150 |  | n/a | n/a | Other | n/a | n/a
Features | n/a | 1900-12-31T23:59:59 | Submitted:Submitted for Approval | Type | 400X150 |  | n/a | n/a | Other | n/a | n/a
Finish | n/a | 1900-12-31T23:59:59 | Submitted:Submitted for Approval | Type | 400X150 |  | n/a | n/a | Other | n/a | n/a
Grade | n/a | 1900-12-31T23:59:59 | Submitted:Submitted for Approval | Type | 400X150 |  | n/a | n/a | Other | n/a | n/a
Material | n/a | 1900-12-31T23:59:59 | Submitted:Submitted for Approval | Type | 400X150 |  | n/a | n/a | Other | n/a | n/a
NominalHeight | n/a | 1900-12-31T23:59:59 | Submitted:Submitted for Approval | Type | 400X150 | 150 | n/a | n/a | Other | n/a | n/a | n/a
NominalLength | n/a | 1900-12-31T23:59:59 | Submitted:Submitted for Approval | Type | 400X150 | 400 | n/a | n/a | Other | n/a | n/a | n/a
NominalWidth | n/a | 1900-12-31T23:59:59 | Submitted:Submitted for Approval | Type | 400X150 | 400 | n/a | n/a | Other | n/a | n/a | n/a
ProductionYear | n/a | 1900-12-31T23:59:59 | Submitted:Submitted for Approval | Type | 400X150 |  | n/a | n/a | Other | n/a | n/a
ReplacementCost | n/a | 1900-12-31T23:59:59 | Submitted:Submitted for Approval | Type | 400X150 |  | n/a | n/a | Other | n/a | n/a
ServiceLifeDuration | n/a | 1900-12-31T23:59:59 | Submitted:Submitted for Approval | Type | 400X150 |  | n/a | n/a | Other | n/a | n/a
Shape | n/a | 1900-12-31T23:59:59 | Submitted:Submitted for Approval | Type | 400X150 |  | n/a | n/a | Other | n/a | n/a
Size | n/a | 1900-12-31T23:59:59 | Submitted:Submitted for Approval | Type | 400X150 | 400x150 | n/a | n/a | Other | n/a | n/a
SustainabilityPerformance | n/a | 1900-12-31T23:59:59 | Submitted:Submitted for Approval | Type | 400X150 |  | n/a | n/a | Other | n/a | n/a
WarrantyDescription | n/a | 1900-12-31T23:59:59 | Submitted:Submitted for Approval | Type | 400X150 |  | n/a | n/a | Other | n/a | n/a
WarrantyDurationLabour | n/a | 1900-12-31T23:59:59 | Submitted:Submitted for Approval | Type | 400X150 |  | n/a | n/a | Other | n/a | n/a
WarrantyDurationParts | n/a | 1900-12-31T23:59:59 | Submitted:Submitted for Approval | Type | 400X150 |  | n/a | n/a | Other | n/a | n/a
WarrantyGuarantorLabour | n/a | 1900-12-31T23:59:59 | Submitted:Submitted for Approval | Type | 400X150 |  | n/a | n/a | Other | n/a | n/a
WarrantyGuarantorParts | n/a | 1900-12-31T23:59:59 | Submitted:Submitted for Approval | Type | 400X150 |  | n/a | n/a | Other | n/a | n/a
340X120 | n/a | 1900-12-31T23:59:59 | Submitted:Submitted for Approval | Type | 400X150 | n/a | n/a | n/a | Visibility | n/a | n/a | n/a
400X150 | n/a | 1900-12-31T23:59:59 | Submitted:Submitted for Approval | Type | 400X150 | TRUE | n/a | n/a | Visibility | n/a | n/a | n/a
450X200 | n/a | 1900-12-31T23:59:59 | Submitted:Submitted for Approval | Type | 400X150 | n/a | n/a | n/a | Visibility | n/a | n/a | n/a
VisibleOnPlan | n/a | 1900-12-31T23:59:59 | Submitted:Submitted for Approval | Type | 400X150 | TRUE | n/a | n/a | Visibility | n/a | n/a | n/a
ProductionYear | n/a | 1900-12-31T23:59:59 | Submitted:Submitted for Approval | Component | nbl_Signage_Evacuation-Routes-Forward:400X150:643264 |  | n/a | n/a | Pset_ManufacturerTypeInformation | n/a | n/a
Host | n/a | 1900-12-31T23:59:59 | Submitted:Submitted for Approval | Component | nbl_Signage_Evacuation-Routes-Forward:400X150:643264 | Floor : nbl_Fin_TmbrBrds-AccPlstrbrdLyr-FlrgGradePolyst-ScrdCemLev | n/a | n/a | Constraints | n/a | n/a
Level | n/a | 1900-12-31T23:59:59 | Submitted:Submitted for Approval | Component | nbl_Signage_Evacuation-Routes-Forward:400X150:643264 | Level: Ground Floor | n/a | n/a | Constraints | n/a | n/a
Moves With Nearby Elements | n/a | 1900-12-31T23:59:59 | Submitted:Submitted for Approval | Component | nbl_Signage_Evacuation-Routes-Forward:400X150:643264 | n/a | n/a | n/a | Constraints | n/a | n/a | n/a
Offset | n/a | 1900-12-31T23:59:59 | Submitted:Submitted for Approval | Component | nbl_Signage_Evacuation-Routes-Forward:400X150:643264 | 0 | n/a | n/a | Constraints | n/a | n/a | n/a
OffsetFromFloor | n/a | 1900-12-31T23:59:59 | Submitted:Submitted for Approval | Component | nbl_Signage_Evacuation-Routes-Forward:400X150:643264 | 2725 | n/a | n/a | Dimensions | n/a | n/a | n/a
Circuit Number | n/a | 1900-12-31T23:59:59 | Submitted:Submitted for Approval | Component | nbl_Signage_Evacuation-Routes-Forward:400X150:643264 |  | n/a | n/a | Electrical - Loads | n/a | n/a
Panel | n/a | 1900-12-31T23:59:59 | Submitted:Submitted for Approval | Component | nbl_Signage_Evacuation-Routes-Forward:400X150:643264 |  | n/a | n/a | Electrical - Loads | n/a | n/a
ComponentNumber | n/a | 1900-12-31T23:59:59 | Submitted:Submitted for Approval | Component | nbl_Signage_Evacuation-Routes-Forward:400X150:643264 |  | n/a | n/a | Identity Data | n/a | n/a
AssetIdentifier | n/a | 1900-12-31T23:59:59 | Submitted:Submitted for Approval | Component | nbl_Signage_Evacuation-Routes-Forward:400X150:643264 |  | n/a | n/a | Other | n/a | n/a
BarCode | n/a | 1900-12-31T23:59:59 | Submitted:Submitted for Approval | Component | nbl_Signage_Evacuation-Routes-Forward:400X150:643264 |  | n/a | n/a | Other | n/a | n/a
InstallationDate | n/a | 1900-12-31T23:59:59 | Submitted:Submitted for Approval | Component | nbl_Signage_Evacuation-Routes-Forward:400X150:643264 |  | n/a | n/a | Other | n/a | n/a
SerialNumber | n/a | 1900-12-31T23:59:59 | Submitted:Submitted for Approval | Component | nbl_Signage_Evacuation-Routes-Forward:400X150:643264 |  | n/a | n/a | Other | n/a | n/a
TagNumber | n/a | 1900-12-31T23:59:59 | Submitted:Submitted for Approval | Component | nbl_Signage_Evacuation-Routes-Forward:400X150:643264 |  | n/a | n/a | Other | n/a | n/a
WarrantyStartDate | n/a | 1900-12-31T23:59:59 | Submitted:Submitted for Approval | Component | nbl_Signage_Evacuation-Routes-Forward:400X150:643264 |  | n/a | n/a | Other | n/a | n/a
Phase Created | n/a | 1900-12-31T23:59:59 | Submitted:Submitted for Approval | Component | nbl_Signage_Evacuation-Routes-Forward:400X150:643264 | New Construction | n/a | n/a | Phasing | n/a | n/a
ProductionYear | n/a | 1900-12-31T23:59:59 | Submitted:Submitted for Approval | Component | nbl_Signage_Evacuation-Routes-Forward:400X150:643266 |  | n/a | n/a | Pset_ManufacturerTypeInformation | n/a | n/a
Host | n/a | 1900-12-31T23:59:59 | Submitted:Submitted for Approval | Component | nbl_Signage_Evacuation-Routes-Forward:400X150:643266 | Floor : nbl_Fin_TmbrBrds-AccPlstrbrdLyr-FlrgGradePolyst-ScrdCemLev | n/a | n/a | Constraints | n/a | n/a
Level | n/a | 1900-12-31T23:59:59 | Submitted:Submitted for Approval | Component | nbl_Signage_Evacuation-Routes-Forward:400X150:643266 | Level: Ground Floor | n/a | n/a | Constraints | n/a | n/a
Moves With Nearby Elements | n/a | 1900-12-31T23:59:59 | Submitted:Submitted for Approval | Component | nbl_Signage_Evacuation-Routes-Forward:400X150:643266 | n/a | n/a | n/a | Constraints | n/a | n/a | n/a
Offset | n/a | 1900-12-31T23:59:59 | Submitted:Submitted for Approval | Component | nbl_Signage_Evacuation-Routes-Forward:400X150:643266 | 0 | n/a | n/a | Constraints | n/a | n/a | n/a
OffsetFromFloor | n/a | 1900-12-31T23:59:59 | Submitted:Submitted for Approval | Component | nbl_Signage_Evacuation-Routes-Forward:400X150:643266 | 2725 | n/a | n/a | Dimensions | n/a | n/a | n/a
Circuit Number | n/a | 1900-12-31T23:59:59 | Submitted:Submitted for Approval | Component | nbl_Signage_Evacuation-Routes-Forward:400X150:643266 |  | n/a | n/a | Electrical - Loads | n/a | n/a
Panel | n/a | 1900-12-31T23:59:59 | Submitted:Submitted for Approval | Component | nbl_Signage_Evacuation-Routes-Forward:400X150:643266 |  | n/a | n/a | Electrical - Loads | n/a | n/a
ComponentNumber | n/a | 1900-12-31T23:59:59 | Submitted:Submitted for Approval | Component | nbl_Signage_Evacuation-Routes-Forward:400X150:643266 |  | n/a | n/a | Identity Data | n/a | n/a
AssetIdentifier | n/a | 1900-12-31T23:59:59 | Submitted:Submitted for Approval | Component | nbl_Signage_Evacuation-Routes-Forward:400X150:643266 |  | n/a | n/a | Other | n/a | n/a
BarCode | n/a | 1900-12-31T23:59:59 | Submitted:Submitted for Approval | Component | nbl_Signage_Evacuation-Routes-Forward:400X150:643266 |  | n/a | n/a | Other | n/a | n/a
InstallationDate | n/a | 1900-12-31T23:59:59 | Submitted:Submitted for Approval | Component | nbl_Signage_Evacuation-Routes-Forward:400X150:643266 |  | n/a | n/a | Other | n/a | n/a
SerialNumber | n/a | 1900-12-31T23:59:59 | Submitted:Submitted for Approval | Component | nbl_Signage_Evacuation-Routes-Forward:400X150:643266 |  | n/a | n/a | Other | n/a | n/a
TagNumber | n/a | 1900-12-31T23:59:59 | Submitted:Submitted for Approval | Component | nbl_Signage_Evacuation-Routes-Forward:400X150:643266 |  | n/a | n/a | Other | n/a | n/a
WarrantyStartDate | n/a | 1900-12-31T23:59:59 | Submitted:Submitted for Approval | Component | nbl_Signage_Evacuation-Routes-Forward:400X150:643266 |  | n/a | n/a | Other | n/a | n/a
Phase Created | n/a | 1900-12-31T23:59:59 | Submitted:Submitted for Approval | Component | nbl_Signage_Evacuation-Routes-Forward:400X150:643266 | New Construction | n/a | n/a | Phasing | n/a | n/a
ProductionYear | n/a | 1900-12-31T23:59:59 | Submitted:Submitted for Approval | Component | nbl_Signage_Evacuation-Routes-Forward:400X150:643267 |  | n/a | n/a | Pset_ManufacturerTypeInformation | n/a | n/a
Host | n/a | 1900-12-31T23:59:59 | Submitted:Submitted for Approval | Component | nbl_Signage_Evacuation-Routes-Forward:400X150:643267 | Floor : nbl_Fin_TmbrBrds-AccPlstrbrdLyr-FlrgGradePolyst-ScrdCemLev | n/a | n/a | Constraints | n/a | n/a
Level | n/a | 1900-12-31T23:59:59 | Submitted:Submitted for Approval | Component | nbl_Signage_Evacuation-Routes-Forward:400X150:643267 | Level: Ground Floor | n/a | n/a | Constraints | n/a | n/a
Moves With Nearby Elements | n/a | 1900-12-31T23:59:59 | Submitted:Submitted for Approval | Component | nbl_Signage_Evacuation-Routes-Forward:400X150:643267 | n/a | n/a | n/a | Constraints | n/a | n/a | n/a
Offset | n/a | 1900-12-31T23:59:59 | Submitted:Submitted for Approval | Component | nbl_Signage_Evacuation-Routes-Forward:400X150:643267 | 0 | n/a | n/a | Constraints | n/a | n/a | n/a
OffsetFromFloor | n/a | 1900-12-31T23:59:59 | Submitted:Submitted for Approval | Component | nbl_Signage_Evacuation-Routes-Forward:400X150:643267 | 2725 | n/a | n/a | Dimensions | n/a | n/a | n/a
Circuit Number | n/a | 1900-12-31T23:59:59 | Submitted:Submitted for Approval | Component | nbl_Signage_Evacuation-Routes-Forward:400X150:643267 |  | n/a | n/a | Electrical - Loads | n/a | n/a
Panel | n/a | 1900-12-31T23:59:59 | Submitted:Submitted for Approval | Component | nbl_Signage_Evacuation-Routes-Forward:400X150:643267 |  | n/a | n/a | Electrical - Loads | n/a | n/a
ComponentNumber | n/a | 1900-12-31T23:59:59 | Submitted:Submitted for Approval | Component | nbl_Signage_Evacuation-Routes-Forward:400X150:643267 |  | n/a | n/a | Identity Data | n/a | n/a
AssetIdentifier | n/a | 1900-12-31T23:59:59 | Submitted:Submitted for Approval | Component | nbl_Signage_Evacuation-Routes-Forward:400X150:643267 |  | n/a | n/a | Other | n/a | n/a
BarCode | n/a | 1900-12-31T23:59:59 | Submitted:Submitted for Approval | Component | nbl_Signage_Evacuation-Routes-Forward:400X150:643267 |  | n/a | n/a | Other | n/a | n/a
InstallationDate | n/a | 1900-12-31T23:59:59 | Submitted:Submitted for Approval | Component | nbl_Signage_Evacuation-Routes-Forward:400X150:643267 |  | n/a | n/a | Other | n/a | n/a
SerialNumber | n/a | 1900-12-31T23:59:59 | Submitted:Submitted for Approval | Component | nbl_Signage_Evacuation-Routes-Forward:400X150:643267 |  | n/a | n/a | Other | n/a | n/a
TagNumber | n/a | 1900-12-31T23:59:59 | Submitted:Submitted for Approval | Component | nbl_Signage_Evacuation-Routes-Forward:400X150:643267 |  | n/a | n/a | Other | n/a | n/a
WarrantyStartDate | n/a | 1900-12-31T23:59:59 | Submitted:Submitted for Approval | Component | nbl_Signage_Evacuation-Routes-Forward:400X150:643267 |  | n/a | n/a | Other | n/a | n/a
Phase Created | n/a | 1900-12-31T23:59:59 | Submitted:Submitted for Approval | Component | nbl_Signage_Evacuation-Routes-Forward:400X150:643267 | New Construction | n/a | n/a | Phasing | n/a | n/a
ProductionYear | n/a | 1900-12-31T23:59:59 | Submitted:Submitted for Approval | Component | nbl_Signage_Evacuation-Routes-Forward:400X150:643268 |  | n/a | n/a | Pset_ManufacturerTypeInformation | n/a | n/a
Host | n/a | 1900-12-31T23:59:59 | Submitted:Submitted for Approval | Component | nbl_Signage_Evacuation-Routes-Forward:400X150:643268 | Floor : nbl_Fin_TmbrBrds-AccPlstrbrdLyr-FlrgGradePolyst-ScrdCemLev | n/a | n/a | Constraints | n/a | n/a
Level | n/a | 1900-12-31T23:59:59 | Submitted:Submitted for Approval | Component | nbl_Signage_Evacuation-Routes-Forward:400X150:643268 | Level: Ground Floor | n/a | n/a | Constraints | n/a | n/a
Moves With Nearby Elements | n/a | 1900-12-31T23:59:59 | Submitted:Submitted for Approval | Component | nbl_Signage_Evacuation-Routes-Forward:400X150:643268 | n/a | n/a | n/a | Constraints | n/a | n/a | n/a
Offset | n/a | 1900-12-31T23:59:59 | Submitted:Submitted for Approval | Component | nbl_Signage_Evacuation-Routes-Forward:400X150:643268 | 0 | n/a | n/a | Constraints | n/a | n/a | n/a
OffsetFromFloor | n/a | 1900-12-31T23:59:59 | Submitted:Submitted for Approval | Component | nbl_Signage_Evacuation-Routes-Forward:400X150:643268 | 2725 | n/a | n/a | Dimensions | n/a | n/a | n/a
Circuit Number | n/a | 1900-12-31T23:59:59 | Submitted:Submitted for Approval | Component | nbl_Signage_Evacuation-Routes-Forward:400X150:643268 |  | n/a | n/a | Electrical - Loads | n/a | n/a
Panel | n/a | 1900-12-31T23:59:59 | Submitted:Submitted for Approval | Component | nbl_Signage_Evacuation-Routes-Forward:400X150:643268 |  | n/a | n/a | Electrical - Loads | n/a | n/a
ComponentNumber | n/a | 1900-12-31T23:59:59 | Submitted:Submitted for Approval | Component | nbl_Signage_Evacuation-Routes-Forward:400X150:643268 |  | n/a | n/a | Identity Data | n/a | n/a
AssetIdentifier | n/a | 1900-12-31T23:59:59 | Submitted:Submitted for Approval | Component | nbl_Signage_Evacuation-Routes-Forward:400X150:643268 |  | n/a | n/a | Other | n/a | n/a
BarCode | n/a | 1900-12-31T23:59:59 | Submitted:Submitted for Approval | Component | nbl_Signage_Evacuation-Routes-Forward:400X150:643268 |  | n/a | n/a | Other | n/a | n/a
InstallationDate | n/a | 1900-12-31T23:59:59 | Submitted:Submitted for Approval | Component | nbl_Signage_Evacuation-Routes-Forward:400X150:643268 |  | n/a | n/a | Other | n/a | n/a
SerialNumber | n/a | 1900-12-31T23:59:59 | Submitted:Submitted for Approval | Component | nbl_Signage_Evacuation-Routes-Forward:400X150:643268 |  | n/a | n/a | Other | n/a | n/a
TagNumber | n/a | 1900-12-31T23:59:59 | Submitted:Submitted for Approval | Component | nbl_Signage_Evacuation-Routes-Forward:400X150:643268 |  | n/a | n/a | Other | n/a | n/a
WarrantyStartDate | n/a | 1900-12-31T23:59:59 | Submitted:Submitted for Approval | Component | nbl_Signage_Evacuation-Routes-Forward:400X150:643268 |  | n/a | n/a | Other | n/a | n/a
Phase Created | n/a | 1900-12-31T23:59:59 | Submitted:Submitted for Approval | Component | nbl_Signage_Evacuation-Routes-Forward:400X150:643268 | New Construction | n/a | n/a | Phasing | n/a | n/a
BorderWidth | n/a | 1900-12-31T23:59:59 | Submitted:Submitted for Approval | Type | 400X150 | 3.75 | n/a | n/a | Dimensions | n/a | n/a | n/a
Depth | n/a | 1900-12-31T23:59:59 | Submitted:Submitted for Approval | Type | 400X150 | 2 | n/a | n/a | Dimensions | n/a | n/a | n/a
Height | n/a | 1900-12-31T23:59:59 | Submitted:Submitted for Approval | Type | 400X150 | 150 | n/a | n/a | Dimensions | n/a | n/a | n/a
Width | n/a | 1900-12-31T23:59:59 | Submitted:Submitted for Approval | Type | 400X150 | 400 | n/a | n/a | Dimensions | n/a | n/a | n/a
Assembly Code | n/a | 1900-12-31T23:59:59 | Submitted:Submitted for Approval | Type | 400X150 |  | n/a | n/a | Identity Data | n/a | n/a
Assembly Description | n/a | 1900-12-31T23:59:59 | Submitted:Submitted for Approval | Type | 400X150 |  | n/a | n/a | Identity Data | n/a | n/a
Description | n/a | 1900-12-31T23:59:59 | Submitted:Submitted for Approval | Type | 400X150 | Fire escape route signs- Progress forward from here | n/a | n/a | Identity Data | n/a | n/a
Fixing | n/a | 1900-12-31T23:59:59 | Submitted:Submitted for Approval | Type | 400X150 |  | n/a | n/a | Identity Data | n/a | n/a
Help | n/a | 1900-12-31T23:59:59 | Submitted:Submitted for Approval | Type | 400X150 | www.nationalbimlibrary.com | n/a | n/a | Identity Data | n/a | n/a
IssueDate | n/a | 1900-12-31T23:59:59 | Submitted:Submitted for Approval | Type | 400X150 | 12/06/29 | n/a | n/a | Identity Data | n/a | n/a
NBSDescription | n/a | 1900-12-31T23:59:59 | Submitted:Submitted for Approval | Type | 400X150 | Fire and safety signage system | n/a | n/a | Identity Data | n/a | n/a
NBSReference | n/a | 1900-12-31T23:59:59 | Submitted:Submitted for Approval | Type | 400X150 | 35-80-30/110 | n/a | n/a | Identity Data | n/a | n/a
OmniClass Number | n/a | 1900-12-31T23:59:59 | Submitted:Submitted for Approval | Type | 400X150 |  | n/a | n/a | Identity Data | n/a | n/a
OmniClass Title | n/a | 1900-12-31T23:59:59 | Submitted:Submitted for Approval | Type | 400X150 |  | n/a | n/a | Identity Data | n/a | n/a
SignType | n/a | 1900-12-31T23:59:59 | Submitted:Submitted for Approval | Type | 400X150 |  | n/a | n/a | Identity Data | n/a | n/a
Type Mark | n/a | 1900-12-31T23:59:59 | Submitted:Submitted for Approval | Type | 400X150 | E1 | n/a | n/a | Identity Data | n/a | n/a
URL | n/a | 1900-12-31T23:59:59 | Submitted:Submitted for Approval | Type | 400X150 | www.nationalbimlibrary.com | n/a | n/a | Identity Data | n/a | n/a
Version | n/a | 1900-12-31T23:59:59 | Submitted:Submitted for Approval | Type | 400X150 | 1.0 | n/a | n/a | Identity Data | n/a | n/a
AccessibilityPerformance | n/a | 1900-12-31T23:59:59 | Submitted:Submitted for Approval | Type | 400X150 |  | n/a | n/a | Other | n/a | n/a
CodePerformance | n/a | 1900-12-31T23:59:59 | Submitted:Submitted for Approval | Type | 400X150 |  | n/a | n/a | Other | n/a | n/a
Colour | n/a | 1900-12-31T23:59:59 | Submitted:Submitted for Approval | Type | 400X150 |  | n/a | n/a | Other | n/a | n/a
Constituents | n/a | 1900-12-31T23:59:59 | Submitted:Submitted for Approval | Type | 400X150 |  | n/a | n/a | Other | n/a | n/a
Features | n/a | 1900-12-31T23:59:59 | Submitted:Submitted for Approval | Type | 400X150 |  | n/a | n/a | Other | n/a | n/a
Finish | n/a | 1900-12-31T23:59:59 | Submitted:Submitted for Approval | Type | 400X150 |  | n/a | n/a | Other | n/a | n/a
Grade | n/a | 1900-12-31T23:59:59 | Submitted:Submitted for Approval | Type | 400X150 |  | n/a | n/a | Other | n/a | n/a
Material | n/a | 1900-12-31T23:59:59 | Submitted:Submitted for Approval | Type | 400X150 |  | n/a | n/a | Other | n/a | n/a
NominalHeight | n/a | 1900-12-31T23:59:59 | Submitted:Submitted for Approval | Type | 400X150 | 150 | n/a | n/a | Other | n/a | n/a | n/a
NominalLength | n/a | 1900-12-31T23:59:59 | Submitted:Submitted for Approval | Type | 400X150 | 400 | n/a | n/a | Other | n/a | n/a | n/a
NominalWidth | n/a | 1900-12-31T23:59:59 | Submitted:Submitted for Approval | Type | 400X150 | 400 | n/a | n/a | Other | n/a | n/a | n/a
ProductionYear | n/a | 1900-12-31T23:59:59 | Submitted:Submitted for Approval | Type | 400X150 |  | n/a | n/a | Other | n/a | n/a
ReplacementCost | n/a | 1900-12-31T23:59:59 | Submitted:Submitted for Approval | Type | 400X150 |  | n/a | n/a | Other | n/a | n/a
ServiceLifeDuration | n/a | 1900-12-31T23:59:59 | Submitted:Submitted for Approval | Type | 400X150 |  | n/a | n/a | Other | n/a | n/a
Shape | n/a | 1900-12-31T23:59:59 | Submitted:Submitted for Approval | Type | 400X150 |  | n/a | n/a | Other | n/a | n/a
Size | n/a | 1900-12-31T23:59:59 | Submitted:Submitted for Approval | Type | 400X150 | 400x150 | n/a | n/a | Other | n/a | n/a
SustainabilityPerformance | n/a | 1900-12-31T23:59:59 | Submitted:Submitted for Approval | Type | 400X150 |  | n/a | n/a | Other | n/a | n/a
WarrantyDescription | n/a | 1900-12-31T23:59:59 | Submitted:Submitted for Approval | Type | 400X150 |  | n/a | n/a | Other | n/a | n/a
WarrantyDurationLabour | n/a | 1900-12-31T23:59:59 | Submitted:Submitted for Approval | Type | 400X150 |  | n/a | n/a | Other | n/a | n/a
WarrantyDurationParts | n/a | 1900-12-31T23:59:59 | Submitted:Submitted for Approval | Type | 400X150 |  | n/a | n/a | Other | n/a | n/a
WarrantyGuarantorLabour | n/a | 1900-12-31T23:59:59 | Submitted:Submitted for Approval | Type | 400X150 |  | n/a | n/a | Other | n/a | n/a
WarrantyGuarantorParts | n/a | 1900-12-31T23:59:59 | Submitted:Submitted for Approval | Type | 400X150 |  | n/a | n/a | Other | n/a | n/a
340X120 | n/a | 1900-12-31T23:59:59 | Submitted:Submitted for Approval | Type | 400X150 | n/a | n/a | n/a | Visibility | n/a | n/a | n/a
400X150 | n/a | 1900-12-31T23:59:59 | Submitted:Submitted for Approval | Type | 400X150 | TRUE | n/a | n/a | Visibility | n/a | n/a | n/a
450X200 | n/a | 1900-12-31T23:59:59 | Submitted:Submitted for Approval | Type | 400X150 | n/a | n/a | n/a | Visibility | n/a | n/a | n/a
VisibleOnPlan | n/a | 1900-12-31T23:59:59 | Submitted:Submitted for Approval | Type | 400X150 | TRUE | n/a | n/a | Visibility | n/a | n/a | n/a
ProductionYear | n/a | 1900-12-31T23:59:59 | Submitted:Submitted for Approval | Component | nbl_Signage_Evacuation-Routes-Forward:400X150:643269 |  | n/a | n/a | Pset_ManufacturerTypeInformation | n/a | n/a
Host | n/a | 1900-12-31T23:59:59 | Submitted:Submitted for Approval | Component | nbl_Signage_Evacuation-Routes-Forward:400X150:643269 | Floor : nbl_Fin_TmbrBrds-AccPlstrbrdLyr-FlrgGradePolyst-ScrdCemLev | n/a | n/a | Constraints | n/a | n/a
Level | n/a | 1900-12-31T23:59:59 | Submitted:Submitted for Approval | Component | nbl_Signage_Evacuation-Routes-Forward:400X150:643269 | Level: Ground Floor | n/a | n/a | Constraints | n/a | n/a
Moves With Nearby Elements | n/a | 1900-12-31T23:59:59 | Submitted:Submitted for Approval | Component | nbl_Signage_Evacuation-Routes-Forward:400X150:643269 | n/a | n/a | n/a | Constraints | n/a | n/a | n/a
Offset | n/a | 1900-12-31T23:59:59 | Submitted:Submitted for Approval | Component | nbl_Signage_Evacuation-Routes-Forward:400X150:643269 | 0 | n/a | n/a | Constraints | n/a | n/a | n/a
OffsetFromFloor | n/a | 1900-12-31T23:59:59 | Submitted:Submitted for Approval | Component | nbl_Signage_Evacuation-Routes-Forward:400X150:643269 | 2200 | n/a | n/a | Dimensions | n/a | n/a | n/a
Circuit Number | n/a | 1900-12-31T23:59:59 | Submitted:Submitted for Approval | Component | nbl_Signage_Evacuation-Routes-Forward:400X150:643269 |  | n/a | n/a | Electrical - Loads | n/a | n/a
Panel | n/a | 1900-12-31T23:59:59 | Submitted:Submitted for Approval | Component | nbl_Signage_Evacuation-Routes-Forward:400X150:643269 |  | n/a | n/a | Electrical - Loads | n/a | n/a
ComponentNumber | n/a | 1900-12-31T23:59:59 | Submitted:Submitted for Approval | Component | nbl_Signage_Evacuation-Routes-Forward:400X150:643269 |  | n/a | n/a | Identity Data | n/a | n/a
AssetIdentifier | n/a | 1900-12-31T23:59:59 | Submitted:Submitted for Approval | Component | nbl_Signage_Evacuation-Routes-Forward:400X150:643269 |  | n/a | n/a | Other | n/a | n/a
BarCode | n/a | 1900-12-31T23:59:59 | Submitted:Submitted for Approval | Component | nbl_Signage_Evacuation-Routes-Forward:400X150:643269 |  | n/a | n/a | Other | n/a | n/a
InstallationDate | n/a | 1900-12-31T23:59:59 | Submitted:Submitted for Approval | Component | nbl_Signage_Evacuation-Routes-Forward:400X150:643269 |  | n/a | n/a | Other | n/a | n/a
SerialNumber | n/a | 1900-12-31T23:59:59 | Submitted:Submitted for Approval | Component | nbl_Signage_Evacuation-Routes-Forward:400X150:643269 |  | n/a | n/a | Other | n/a | n/a
TagNumber | n/a | 1900-12-31T23:59:59 | Submitted:Submitted for Approval | Component | nbl_Signage_Evacuation-Routes-Forward:400X150:643269 |  | n/a | n/a | Other | n/a | n/a
WarrantyStartDate | n/a | 1900-12-31T23:59:59 | Submitted:Submitted for Approval | Component | nbl_Signage_Evacuation-Routes-Forward:400X150:643269 |  | n/a | n/a | Other | n/a | n/a
Phase Created | n/a | 1900-12-31T23:59:59 | Submitted:Submitted for Approval | Component | nbl_Signage_Evacuation-Routes-Forward:400X150:643269 | New Construction | n/a | n/a | Phasing | n/a | n/a
ProductionYear | n/a | 1900-12-31T23:59:59 | Submitted:Submitted for Approval | Component | nbl_Signage_Evacuation-Routes-Forward:400X150:643270 |  | n/a | n/a | Pset_ManufacturerTypeInformation | n/a | n/a
Host | n/a | 1900-12-31T23:59:59 | Submitted:Submitted for Approval | Component | nbl_Signage_Evacuation-Routes-Forward:400X150:643270 | Floor : nbl_Fin_CerTls-CemAdh-PolyethFilmSht | n/a | n/a | Constraints | n/a | n/a
Level | n/a | 1900-12-31T23:59:59 | Submitted:Submitted for Approval | Component | nbl_Signage_Evacuation-Routes-Forward:400X150:643270 | Level: Ground Floor | n/a | n/a | Constraints | n/a | n/a
Moves With Nearby Elements | n/a | 1900-12-31T23:59:59 | Submitted:Submitted for Approval | Component | nbl_Signage_Evacuation-Routes-Forward:400X150:643270 | n/a | n/a | n/a | Constraints | n/a | n/a | n/a
Offset | n/a | 1900-12-31T23:59:59 | Submitted:Submitted for Approval | Component | nbl_Signage_Evacuation-Routes-Forward:400X150:643270 | 0 | n/a | n/a | Constraints | n/a | n/a | n/a
OffsetFromFloor | n/a | 1900-12-31T23:59:59 | Submitted:Submitted for Approval | Component | nbl_Signage_Evacuation-Routes-Forward:400X150:643270 | 2200 | n/a | n/a | Dimensions | n/a | n/a | n/a
Circuit Number | n/a | 1900-12-31T23:59:59 | Submitted:Submitted for Approval | Component | nbl_Signage_Evacuation-Routes-Forward:400X150:643270 |  | n/a | n/a | Electrical - Loads | n/a | n/a
Panel | n/a | 1900-12-31T23:59:59 | Submitted:Submitted for Approval | Component | nbl_Signage_Evacuation-Routes-Forward:400X150:643270 |  | n/a | n/a | Electrical - Loads | n/a | n/a
ComponentNumber | n/a | 1900-12-31T23:59:59 | Submitted:Submitted for Approval | Component | nbl_Signage_Evacuation-Routes-Forward:400X150:643270 |  | n/a | n/a | Identity Data | n/a | n/a
AssetIdentifier | n/a | 1900-12-31T23:59:59 | Submitted:Submitted for Approval | Component | nbl_Signage_Evacuation-Routes-Forward:400X150:643270 |  | n/a | n/a | Other | n/a | n/a
BarCode | n/a | 1900-12-31T23:59:59 | Submitted:Submitted for Approval | Component | nbl_Signage_Evacuation-Routes-Forward:400X150:643270 |  | n/a | n/a | Other | n/a | n/a
InstallationDate | n/a | 1900-12-31T23:59:59 | Submitted:Submitted for Approval | Component | nbl_Signage_Evacuation-Routes-Forward:400X150:643270 |  | n/a | n/a | Other | n/a | n/a
SerialNumber | n/a | 1900-12-31T23:59:59 | Submitted:Submitted for Approval | Component | nbl_Signage_Evacuation-Routes-Forward:400X150:643270 |  | n/a | n/a | Other | n/a | n/a
TagNumber | n/a | 1900-12-31T23:59:59 | Submitted:Submitted for Approval | Component | nbl_Signage_Evacuation-Routes-Forward:400X150:643270 |  | n/a | n/a | Other | n/a | n/a
WarrantyStartDate | n/a | 1900-12-31T23:59:59 | Submitted:Submitted for Approval | Component | nbl_Signage_Evacuation-Routes-Forward:400X150:643270 |  | n/a | n/a | Other | n/a | n/a
Phase Created | n/a | 1900-12-31T23:59:59 | Submitted:Submitted for Approval | Component | nbl_Signage_Evacuation-Routes-Forward:400X150:643270 | New Construction | n/a | n/a | Phasing | n/a | n/a
ProductionYear | n/a | 1900-12-31T23:59:59 | Submitted:Submitted for Approval | Component | nbl_Signage_Evacuation-Routes-Forward:400X150:643271 |  | n/a | n/a | Pset_ManufacturerTypeInformation | n/a | n/a
Host | n/a | 1900-12-31T23:59:59 | Submitted:Submitted for Approval | Component | nbl_Signage_Evacuation-Routes-Forward:400X150:643271 | Floor : nbl_Fin_CerTls-CemAdh-PolyethFilmSht | n/a | n/a | Constraints | n/a | n/a
Level | n/a | 1900-12-31T23:59:59 | Submitted:Submitted for Approval | Component | nbl_Signage_Evacuation-Routes-Forward:400X150:643271 | Level: Ground Floor | n/a | n/a | Constraints | n/a | n/a
Moves With Nearby Elements | n/a | 1900-12-31T23:59:59 | Submitted:Submitted for Approval | Component | nbl_Signage_Evacuation-Routes-Forward:400X150:643271 | n/a | n/a | n/a | Constraints | n/a | n/a | n/a
Offset | n/a | 1900-12-31T23:59:59 | Submitted:Submitted for Approval | Component | nbl_Signage_Evacuation-Routes-Forward:400X150:643271 | 0 | n/a | n/a | Constraints | n/a | n/a | n/a
OffsetFromFloor | n/a | 1900-12-31T23:59:59 | Submitted:Submitted for Approval | Component | nbl_Signage_Evacuation-Routes-Forward:400X150:643271 | 2200 | n/a | n/a | Dimensions | n/a | n/a | n/a
Circuit Number | n/a | 1900-12-31T23:59:59 | Submitted:Submitted for Approval | Component | nbl_Signage_Evacuation-Routes-Forward:400X150:643271 |  | n/a | n/a | Electrical - Loads | n/a | n/a
Panel | n/a | 1900-12-31T23:59:59 | Submitted:Submitted for Approval | Component | nbl_Signage_Evacuation-Routes-Forward:400X150:643271 |  | n/a | n/a | Electrical - Loads | n/a | n/a
ComponentNumber | n/a | 1900-12-31T23:59:59 | Submitted:Submitted for Approval | Component | nbl_Signage_Evacuation-Routes-Forward:400X150:643271 |  | n/a | n/a | Identity Data | n/a | n/a
AssetIdentifier | n/a | 1900-12-31T23:59:59 | Submitted:Submitted for Approval | Component | nbl_Signage_Evacuation-Routes-Forward:400X150:643271 |  | n/a | n/a | Other | n/a | n/a
BarCode | n/a | 1900-12-31T23:59:59 | Submitted:Submitted for Approval | Component | nbl_Signage_Evacuation-Routes-Forward:400X150:643271 |  | n/a | n/a | Other | n/a | n/a
InstallationDate | n/a | 1900-12-31T23:59:59 | Submitted:Submitted for Approval | Component | nbl_Signage_Evacuation-Routes-Forward:400X150:643271 |  | n/a | n/a | Other | n/a | n/a
SerialNumber | n/a | 1900-12-31T23:59:59 | Submitted:Submitted for Approval | Component | nbl_Signage_Evacuation-Routes-Forward:400X150:643271 |  | n/a | n/a | Other | n/a | n/a
TagNumber | n/a | 1900-12-31T23:59:59 | Submitted:Submitted for Approval | Component | nbl_Signage_Evacuation-Routes-Forward:400X150:643271 |  | n/a | n/a | Other | n/a | n/a
WarrantyStartDate | n/a | 1900-12-31T23:59:59 | Submitted:Submitted for Approval | Component | nbl_Signage_Evacuation-Routes-Forward:400X150:643271 |  | n/a | n/a | Other | n/a | n/a
Phase Created | n/a | 1900-12-31T23:59:59 | Submitted:Submitted for Approval | Component | nbl_Signage_Evacuation-Routes-Forward:400X150:643271 | New Construction | n/a | n/a | Phasing | n/a | n/a
ProductionYear | n/a | 1900-12-31T23:59:59 | Submitted:Submitted for Approval | Component | nbl_Signage_Evacuation-Routes-Forward:400X150:646631 |  | n/a | n/a | Pset_ManufacturerTypeInformation | n/a | n/a
Host | n/a | 1900-12-31T23:59:59 | Submitted:Submitted for Approval | Component | nbl_Signage_Evacuation-Routes-Forward:400X150:646631 | Level : Ground Floor | n/a | n/a | Constraints | n/a | n/a
Level | n/a | 1900-12-31T23:59:59 | Submitted:Submitted for Approval | Component | nbl_Signage_Evacuation-Routes-Forward:400X150:646631 | Level: Ground Floor | n/a | n/a | Constraints | n/a | n/a
Moves With Nearby Elements | n/a | 1900-12-31T23:59:59 | Submitted:Submitted for Approval | Component | nbl_Signage_Evacuation-Routes-Forward:400X150:646631 | n/a | n/a | n/a | Constraints | n/a | n/a | n/a
Offset | n/a | 1900-12-31T23:59:59 | Submitted:Submitted for Approval | Component | nbl_Signage_Evacuation-Routes-Forward:400X150:646631 | 0 | n/a | n/a | Constraints | n/a | n/a | n/a
OffsetFromFloor | n/a | 1900-12-31T23:59:59 | Submitted:Submitted for Approval | Component | nbl_Signage_Evacuation-Routes-Forward:400X150:646631 | 2200 | n/a | n/a | Dimensions | n/a | n/a | n/a
Circuit Number | n/a | 1900-12-31T23:59:59 | Submitted:Submitted for Approval | Component | nbl_Signage_Evacuation-Routes-Forward:400X150:646631 |  | n/a | n/a | Electrical - Loads | n/a | n/a
Panel | n/a | 1900-12-31T23:59:59 | Submitted:Submitted for Approval | Component | nbl_Signage_Evacuation-Routes-Forward:400X150:646631 |  | n/a | n/a | Electrical - Loads | n/a | n/a
ComponentNumber | n/a | 1900-12-31T23:59:59 | Submitted:Submitted for Approval | Component | nbl_Signage_Evacuation-Routes-Forward:400X150:646631 |  | n/a | n/a | Identity Data | n/a | n/a
AssetIdentifier | n/a | 1900-12-31T23:59:59 | Submitted:Submitted for Approval | Component | nbl_Signage_Evacuation-Routes-Forward:400X150:646631 |  | n/a | n/a | Other | n/a | n/a
BarCode | n/a | 1900-12-31T23:59:59 | Submitted:Submitted for Approval | Component | nbl_Signage_Evacuation-Routes-Forward:400X150:646631 |  | n/a | n/a | Other | n/a | n/a
InstallationDate | n/a | 1900-12-31T23:59:59 | Submitted:Submitted for Approval | Component | nbl_Signage_Evacuation-Routes-Forward:400X150:646631 |  | n/a | n/a | Other | n/a | n/a
SerialNumber | n/a | 1900-12-31T23:59:59 | Submitted:Submitted for Approval | Component | nbl_Signage_Evacuation-Routes-Forward:400X150:646631 |  | n/a | n/a | Other | n/a | n/a
TagNumber | n/a | 1900-12-31T23:59:59 | Submitted:Submitted for Approval | Component | nbl_Signage_Evacuation-Routes-Forward:400X150:646631 |  | n/a | n/a | Other | n/a | n/a
WarrantyStartDate | n/a | 1900-12-31T23:59:59 | Submitted:Submitted for Approval | Component | nbl_Signage_Evacuation-Routes-Forward:400X150:646631 |  | n/a | n/a | Other | n/a | n/a
Phase Created | n/a | 1900-12-31T23:59:59 | Submitted:Submitted for Approval | Component | nbl_Signage_Evacuation-Routes-Forward:400X150:646631 | New Construction | n/a | n/a | Phasing | n/a | n/a
ProductionYear | n/a | 1900-12-31T23:59:59 | Submitted:Submitted for Approval | Component | nbl_Signage_Evacuation-Routes-Forward:400X150:646632 |  | n/a | n/a | Pset_ManufacturerTypeInformation | n/a | n/a
Host | n/a | 1900-12-31T23:59:59 | Submitted:Submitted for Approval | Component | nbl_Signage_Evacuation-Routes-Forward:400X150:646632 | Floor : nbl_Sprng_TmbrBrds-BttnsTmbrResilientFlr | n/a | n/a | Constraints | n/a | n/a
Level | n/a | 1900-12-31T23:59:59 | Submitted:Submitted for Approval | Component | nbl_Signage_Evacuation-Routes-Forward:400X150:646632 | Level: Ground Floor | n/a | n/a | Constraints | n/a | n/a
Moves With Nearby Elements | n/a | 1900-12-31T23:59:59 | Submitted:Submitted for Approval | Component | nbl_Signage_Evacuation-Routes-Forward:400X150:646632 | n/a | n/a | n/a | Constraints | n/a | n/a | n/a
Offset | n/a | 1900-12-31T23:59:59 | Submitted:Submitted for Approval | Component | nbl_Signage_Evacuation-Routes-Forward:400X150:646632 | 0 | n/a | n/a | Constraints | n/a | n/a | n/a
OffsetFromFloor | n/a | 1900-12-31T23:59:59 | Submitted:Submitted for Approval | Component | nbl_Signage_Evacuation-Routes-Forward:400X150:646632 | 2200 | n/a | n/a | Dimensions | n/a | n/a | n/a
Circuit Number | n/a | 1900-12-31T23:59:59 | Submitted:Submitted for Approval | Component | nbl_Signage_Evacuation-Routes-Forward:400X150:646632 |  | n/a | n/a | Electrical - Loads | n/a | n/a
Panel | n/a | 1900-12-31T23:59:59 | Submitted:Submitted for Approval | Component | nbl_Signage_Evacuation-Routes-Forward:400X150:646632 |  | n/a | n/a | Electrical - Loads | n/a | n/a
ComponentNumber | n/a | 1900-12-31T23:59:59 | Submitted:Submitted for Approval | Component | nbl_Signage_Evacuation-Routes-Forward:400X150:646632 |  | n/a | n/a | Identity Data | n/a | n/a
AssetIdentifier | n/a | 1900-12-31T23:59:59 | Submitted:Submitted for Approval | Component | nbl_Signage_Evacuation-Routes-Forward:400X150:646632 |  | n/a | n/a | Other | n/a | n/a
BarCode | n/a | 1900-12-31T23:59:59 | Submitted:Submitted for Approval | Component | nbl_Signage_Evacuation-Routes-Forward:400X150:646632 |  | n/a | n/a | Other | n/a | n/a
InstallationDate | n/a | 1900-12-31T23:59:59 | Submitted:Submitted for Approval | Component | nbl_Signage_Evacuation-Routes-Forward:400X150:646632 |  | n/a | n/a | Other | n/a | n/a
SerialNumber | n/a | 1900-12-31T23:59:59 | Submitted:Submitted for Approval | Component | nbl_Signage_Evacuation-Routes-Forward:400X150:646632 |  | n/a | n/a | Other | n/a | n/a
TagNumber | n/a | 1900-12-31T23:59:59 | Submitted:Submitted for Approval | Component | nbl_Signage_Evacuation-Routes-Forward:400X150:646632 |  | n/a | n/a | Other | n/a | n/a
WarrantyStartDate | n/a | 1900-12-31T23:59:59 | Submitted:Submitted for Approval | Component | nbl_Signage_Evacuation-Routes-Forward:400X150:646632 |  | n/a | n/a | Other | n/a | n/a
Phase Created | n/a | 1900-12-31T23:59:59 | Submitted:Submitted for Approval | Component | nbl_Signage_Evacuation-Routes-Forward:400X150:646632 | New Construction | n/a | n/a | Phasing | n/a | n/a
ProductionYear | n/a | 1900-12-31T23:59:59 | Submitted:Submitted for Approval | Component | nbl_Signage_Evacuation-Routes-Forward:400X150:646826 |  | n/a | n/a | Pset_ManufacturerTypeInformation | n/a | n/a
Host | n/a | 1900-12-31T23:59:59 | Submitted:Submitted for Approval | Component | nbl_Signage_Evacuation-Routes-Forward:400X150:646826 | Floor : nbl_Sprng_TmbrBrds-BttnsTmbrResilientFlr | n/a | n/a | Constraints | n/a | n/a
Level | n/a | 1900-12-31T23:59:59 | Submitted:Submitted for Approval | Component | nbl_Signage_Evacuation-Routes-Forward:400X150:646826 | Level: Ground Floor | n/a | n/a | Constraints | n/a | n/a
Moves With Nearby Elements | n/a | 1900-12-31T23:59:59 | Submitted:Submitted for Approval | Component | nbl_Signage_Evacuation-Routes-Forward:400X150:646826 | n/a | n/a | n/a | Constraints | n/a | n/a | n/a
Offset | n/a | 1900-12-31T23:59:59 | Submitted:Submitted for Approval | Component | nbl_Signage_Evacuation-Routes-Forward:400X150:646826 | 0 | n/a | n/a | Constraints | n/a | n/a | n/a
OffsetFromFloor | n/a | 1900-12-31T23:59:59 | Submitted:Submitted for Approval | Component | nbl_Signage_Evacuation-Routes-Forward:400X150:646826 | 2200 | n/a | n/a | Dimensions | n/a | n/a | n/a
Circuit Number | n/a | 1900-12-31T23:59:59 | Submitted:Submitted for Approval | Component | nbl_Signage_Evacuation-Routes-Forward:400X150:646826 |  | n/a | n/a | Electrical - Loads | n/a | n/a
Panel | n/a | 1900-12-31T23:59:59 | Submitted:Submitted for Approval | Component | nbl_Signage_Evacuation-Routes-Forward:400X150:646826 |  | n/a | n/a | Electrical - Loads | n/a | n/a
ComponentNumber | n/a | 1900-12-31T23:59:59 | Submitted:Submitted for Approval | Component | nbl_Signage_Evacuation-Routes-Forward:400X150:646826 |  | n/a | n/a | Identity Data | n/a | n/a
AssetIdentifier | n/a | 1900-12-31T23:59:59 | Submitted:Submitted for Approval | Component | nbl_Signage_Evacuation-Routes-Forward:400X150:646826 |  | n/a | n/a | Other | n/a | n/a
BarCode | n/a | 1900-12-31T23:59:59 | Submitted:Submitted for Approval | Component | nbl_Signage_Evacuation-Routes-Forward:400X150:646826 |  | n/a | n/a | Other | n/a | n/a
InstallationDate | n/a | 1900-12-31T23:59:59 | Submitted:Submitted for Approval | Component | nbl_Signage_Evacuation-Routes-Forward:400X150:646826 |  | n/a | n/a | Other | n/a | n/a
SerialNumber | n/a | 1900-12-31T23:59:59 | Submitted:Submitted for Approval | Component | nbl_Signage_Evacuation-Routes-Forward:400X150:646826 |  | n/a | n/a | Other | n/a | n/a
TagNumber | n/a | 1900-12-31T23:59:59 | Submitted:Submitted for Approval | Component | nbl_Signage_Evacuation-Routes-Forward:400X150:646826 |  | n/a | n/a | Other | n/a | n/a
WarrantyStartDate | n/a | 1900-12-31T23:59:59 | Submitted:Submitted for Approval | Component | nbl_Signage_Evacuation-Routes-Forward:400X150:646826 |  | n/a | n/a | Other | n/a | n/a
Phase Created | n/a | 1900-12-31T23:59:59 | Submitted:Submitted for Approval | Component | nbl_Signage_Evacuation-Routes-Forward:400X150:646826 | New Construction | n/a | n/a | Phasing | n/a | n/a
ProductionYear | n/a | 1900-12-31T23:59:59 | Submitted:Submitted for Approval | Component | nbl_Signage_Evacuation-Routes-Forward:400X150:647046 |  | n/a | n/a | Pset_ManufacturerTypeInformation | n/a | n/a
Host | n/a | 1900-12-31T23:59:59 | Submitted:Submitted for Approval | Component | nbl_Signage_Evacuation-Routes-Forward:400X150:647046 | Floor : nbl_Sprng_TmbrBrds-BttnsTmbrResilientFlr | n/a | n/a | Constraints | n/a | n/a
Level | n/a | 1900-12-31T23:59:59 | Submitted:Submitted for Approval | Component | nbl_Signage_Evacuation-Routes-Forward:400X150:647046 | Level: Ground Floor | n/a | n/a | Constraints | n/a | n/a
Moves With Nearby Elements | n/a | 1900-12-31T23:59:59 | Submitted:Submitted for Approval | Component | nbl_Signage_Evacuation-Routes-Forward:400X150:647046 | n/a | n/a | n/a | Constraints | n/a | n/a | n/a
Offset | n/a | 1900-12-31T23:59:59 | Submitted:Submitted for Approval | Component | nbl_Signage_Evacuation-Routes-Forward:400X150:647046 | 0 | n/a | n/a | Constraints | n/a | n/a | n/a
OffsetFromFloor | n/a | 1900-12-31T23:59:59 | Submitted:Submitted for Approval | Component | nbl_Signage_Evacuation-Routes-Forward:400X150:647046 | 2200 | n/a | n/a | Dimensions | n/a | n/a | n/a
Circuit Number | n/a | 1900-12-31T23:59:59 | Submitted:Submitted for Approval | Component | nbl_Signage_Evacuation-Routes-Forward:400X150:647046 |  | n/a | n/a | Electrical - Loads | n/a | n/a
Panel | n/a | 1900-12-31T23:59:59 | Submitted:Submitted for Approval | Component | nbl_Signage_Evacuation-Routes-Forward:400X150:647046 |  | n/a | n/a | Electrical - Loads | n/a | n/a
ComponentNumber | n/a | 1900-12-31T23:59:59 | Submitted:Submitted for Approval | Component | nbl_Signage_Evacuation-Routes-Forward:400X150:647046 |  | n/a | n/a | Identity Data | n/a | n/a
AssetIdentifier | n/a | 1900-12-31T23:59:59 | Submitted:Submitted for Approval | Component | nbl_Signage_Evacuation-Routes-Forward:400X150:647046 |  | n/a | n/a | Other | n/a | n/a
BarCode | n/a | 1900-12-31T23:59:59 | Submitted:Submitted for Approval | Component | nbl_Signage_Evacuation-Routes-Forward:400X150:647046 |  | n/a | n/a | Other | n/a | n/a
InstallationDate | n/a | 1900-12-31T23:59:59 | Submitted:Submitted for Approval | Component | nbl_Signage_Evacuation-Routes-Forward:400X150:647046 |  | n/a | n/a | Other | n/a | n/a
SerialNumber | n/a | 1900-12-31T23:59:59 | Submitted:Submitted for Approval | Component | nbl_Signage_Evacuation-Routes-Forward:400X150:647046 |  | n/a | n/a | Other | n/a | n/a
TagNumber | n/a | 1900-12-31T23:59:59 | Submitted:Submitted for Approval | Component | nbl_Signage_Evacuation-Routes-Forward:400X150:647046 |  | n/a | n/a | Other | n/a | n/a
WarrantyStartDate | n/a | 1900-12-31T23:59:59 | Submitted:Submitted for Approval | Component | nbl_Signage_Evacuation-Routes-Forward:400X150:647046 |  | n/a | n/a | Other | n/a | n/a
Phase Created | n/a | 1900-12-31T23:59:59 | Submitted:Submitted for Approval | Component | nbl_Signage_Evacuation-Routes-Forward:400X150:647046 | New Construction | n/a | n/a | Phasing | n/a | n/a
BorderWidth | n/a | 1900-12-31T23:59:59 | Submitted:Submitted for Approval | Type | 450X200 | 5 | n/a | n/a | Dimensions | n/a | n/a | n/a
Depth | n/a | 1900-12-31T23:59:59 | Submitted:Submitted for Approval | Type | 450X200 | 2 | n/a | n/a | Dimensions | n/a | n/a | n/a
Height | n/a | 1900-12-31T23:59:59 | Submitted:Submitted for Approval | Type | 450X200 | 200 | n/a | n/a | Dimensions | n/a | n/a | n/a
Width | n/a | 1900-12-31T23:59:59 | Submitted:Submitted for Approval | Type | 450X200 | 450 | n/a | n/a | Dimensions | n/a | n/a | n/a
Assembly Code | n/a | 1900-12-31T23:59:59 | Submitted:Submitted for Approval | Type | 450X200 |  | n/a | n/a | Identity Data | n/a | n/a
Assembly Description | n/a | 1900-12-31T23:59:59 | Submitted:Submitted for Approval | Type | 450X200 |  | n/a | n/a | Identity Data | n/a | n/a
Description | n/a | 1900-12-31T23:59:59 | Submitted:Submitted for Approval | Type | 450X200 | Fire escape route signs- Progress to the left from here | n/a | n/a | Identity Data | n/a | n/a
Fixing | n/a | 1900-12-31T23:59:59 | Submitted:Submitted for Approval | Type | 450X200 |  | n/a | n/a | Identity Data | n/a | n/a
Help | n/a | 1900-12-31T23:59:59 | Submitted:Submitted for Approval | Type | 450X200 | www.nationalbimlibrary.com | n/a | n/a | Identity Data | n/a | n/a
IssueDate | n/a | 1900-12-31T23:59:59 | Submitted:Submitted for Approval | Type | 450X200 | 12/06/29 | n/a | n/a | Identity Data | n/a | n/a
NBSDescription | n/a | 1900-12-31T23:59:59 | Submitted:Submitted for Approval | Type | 450X200 | Fire and safety signage system | n/a | n/a | Identity Data | n/a | n/a
NBSReference | n/a | 1900-12-31T23:59:59 | Submitted:Submitted for Approval | Type | 450X200 | 35-80-30/110 | n/a | n/a | Identity Data | n/a | n/a
OmniClass Number | n/a | 1900-12-31T23:59:59 | Submitted:Submitted for Approval | Type | 450X200 |  | n/a | n/a | Identity Data | n/a | n/a
OmniClass Title | n/a | 1900-12-31T23:59:59 | Submitted:Submitted for Approval | Type | 450X200 |  | n/a | n/a | Identity Data | n/a | n/a
SignType | n/a | 1900-12-31T23:59:59 | Submitted:Submitted for Approval | Type | 450X200 |  | n/a | n/a | Identity Data | n/a | n/a
URL | n/a | 1900-12-31T23:59:59 | Submitted:Submitted for Approval | Type | 450X200 | www.nationalbimlibrary.com | n/a | n/a | Identity Data | n/a | n/a
Version | n/a | 1900-12-31T23:59:59 | Submitted:Submitted for Approval | Type | 450X200 | 1.0 | n/a | n/a | Identity Data | n/a | n/a
AccessibilityPerformance | n/a | 1900-12-31T23:59:59 | Submitted:Submitted for Approval | Type | 450X200 |  | n/a | n/a | Other | n/a | n/a
CodePerformance | n/a | 1900-12-31T23:59:59 | Submitted:Submitted for Approval | Type | 450X200 |  | n/a | n/a | Other | n/a | n/a
Colour | n/a | 1900-12-31T23:59:59 | Submitted:Submitted for Approval | Type | 450X200 |  | n/a | n/a | Other | n/a | n/a
Constituents | n/a | 1900-12-31T23:59:59 | Submitted:Submitted for Approval | Type | 450X200 |  | n/a | n/a | Other | n/a | n/a
Features | n/a | 1900-12-31T23:59:59 | Submitted:Submitted for Approval | Type | 450X200 |  | n/a | n/a | Other | n/a | n/a
Finish | n/a | 1900-12-31T23:59:59 | Submitted:Submitted for Approval | Type | 450X200 |  | n/a | n/a | Other | n/a | n/a
Grade | n/a | 1900-12-31T23:59:59 | Submitted:Submitted for Approval | Type | 450X200 |  | n/a | n/a | Other | n/a | n/a
Material | n/a | 1900-12-31T23:59:59 | Submitted:Submitted for Approval | Type | 450X200 |  | n/a | n/a | Other | n/a | n/a
NominalHeight | n/a | 1900-12-31T23:59:59 | Submitted:Submitted for Approval | Type | 450X200 | 200 | n/a | n/a | Other | n/a | n/a | n/a
NominalLength | n/a | 1900-12-31T23:59:59 | Submitted:Submitted for Approval | Type | 450X200 | 450 | n/a | n/a | Other | n/a | n/a | n/a
NominalWidth | n/a | 1900-12-31T23:59:59 | Submitted:Submitted for Approval | Type | 450X200 | 450 | n/a | n/a | Other | n/a | n/a | n/a
ProductionYear | n/a | 1900-12-31T23:59:59 | Submitted:Submitted for Approval | Type | 450X200 |  | n/a | n/a | Other | n/a | n/a
ReplacementCost | n/a | 1900-12-31T23:59:59 | Submitted:Submitted for Approval | Type | 450X200 |  | n/a | n/a | Other | n/a | n/a
ServiceLifeDuration | n/a | 1900-12-31T23:59:59 | Submitted:Submitted for Approval | Type | 450X200 |  | n/a | n/a | Other | n/a | n/a
Shape | n/a | 1900-12-31T23:59:59 | Submitted:Submitted for Approval | Type | 450X200 |  | n/a | n/a | Other | n/a | n/a
Size | n/a | 1900-12-31T23:59:59 | Submitted:Submitted for Approval | Type | 450X200 | 450x200 | n/a | n/a | Other | n/a | n/a
SustainabilityPerformance | n/a | 1900-12-31T23:59:59 | Submitted:Submitted for Approval | Type | 450X200 |  | n/a | n/a | Other | n/a | n/a
WarrantyDescription | n/a | 1900-12-31T23:59:59 | Submitted:Submitted for Approval | Type | 450X200 |  | n/a | n/a | Other | n/a | n/a
WarrantyDurationLabour | n/a | 1900-12-31T23:59:59 | Submitted:Submitted for Approval | Type | 450X200 |  | n/a | n/a | Other | n/a | n/a
WarrantyDurationParts | n/a | 1900-12-31T23:59:59 | Submitted:Submitted for Approval | Type | 450X200 |  | n/a | n/a | Other | n/a | n/a
WarrantyGuarantorLabour | n/a | 1900-12-31T23:59:59 | Submitted:Submitted for Approval | Type | 450X200 |  | n/a | n/a | Other | n/a | n/a
WarrantyGuarantorParts | n/a | 1900-12-31T23:59:59 | Submitted:Submitted for Approval | Type | 450X200 |  | n/a | n/a | Other | n/a | n/a
340X120 | n/a | 1900-12-31T23:59:59 | Submitted:Submitted for Approval | Type | 450X200 | n/a | n/a | n/a | Visibility | n/a | n/a | n/a
400X150 | n/a | 1900-12-31T23:59:59 | Submitted:Submitted for Approval | Type | 450X200 | n/a | n/a | n/a | Visibility | n/a | n/a | n/a
450X200 | n/a | 1900-12-31T23:59:59 | Submitted:Submitted for Approval | Type | 450X200 | TRUE | n/a | n/a | Visibility | n/a | n/a | n/a
VisibleOnPlan | n/a | 1900-12-31T23:59:59 | Submitted:Submitted for Approval | Type | 450X200 | TRUE | n/a | n/a | Visibility | n/a | n/a | n/a
ProductionYear | n/a | 1900-12-31T23:59:59 | Submitted:Submitted for Approval | Component | nbl_Signage_Evacuation-Routes-Left:450X200:647501 |  | n/a | n/a | Pset_ManufacturerTypeInformation | n/a | n/a
Host | n/a | 1900-12-31T23:59:59 | Submitted:Submitted for Approval | Component | nbl_Signage_Evacuation-Routes-Left:450X200:647501 | Floor : nbl_Sprng_TmbrBrds-BttnsTmbrResilientFlr | n/a | n/a | Constraints | n/a | n/a
Level | n/a | 1900-12-31T23:59:59 | Submitted:Submitted for Approval | Component | nbl_Signage_Evacuation-Routes-Left:450X200:647501 | Level: Ground Floor | n/a | n/a | Constraints | n/a | n/a
Moves With Nearby Elements | n/a | 1900-12-31T23:59:59 | Submitted:Submitted for Approval | Component | nbl_Signage_Evacuation-Routes-Left:450X200:647501 | n/a | n/a | n/a | Constraints | n/a | n/a | n/a
Offset | n/a | 1900-12-31T23:59:59 | Submitted:Submitted for Approval | Component | nbl_Signage_Evacuation-Routes-Left:450X200:647501 | 0 | n/a | n/a | Constraints | n/a | n/a | n/a
OffsetFromFloor | n/a | 1900-12-31T23:59:59 | Submitted:Submitted for Approval | Component | nbl_Signage_Evacuation-Routes-Left:450X200:647501 | 2200 | n/a | n/a | Dimensions | n/a | n/a | n/a
Circuit Number | n/a | 1900-12-31T23:59:59 | Submitted:Submitted for Approval | Component | nbl_Signage_Evacuation-Routes-Left:450X200:647501 |  | n/a | n/a | Electrical - Loads | n/a | n/a
Panel | n/a | 1900-12-31T23:59:59 | Submitted:Submitted for Approval | Component | nbl_Signage_Evacuation-Routes-Left:450X200:647501 |  | n/a | n/a | Electrical - Loads | n/a | n/a
ComponentNumber | n/a | 1900-12-31T23:59:59 | Submitted:Submitted for Approval | Component | nbl_Signage_Evacuation-Routes-Left:450X200:647501 |  | n/a | n/a | Identity Data | n/a | n/a
AssetIdentifier | n/a | 1900-12-31T23:59:59 | Submitted:Submitted for Approval | Component | nbl_Signage_Evacuation-Routes-Left:450X200:647501 |  | n/a | n/a | Other | n/a | n/a
BarCode | n/a | 1900-12-31T23:59:59 | Submitted:Submitted for Approval | Component | nbl_Signage_Evacuation-Routes-Left:450X200:647501 |  | n/a | n/a | Other | n/a | n/a
InstallationDate | n/a | 1900-12-31T23:59:59 | Submitted:Submitted for Approval | Component | nbl_Signage_Evacuation-Routes-Left:450X200:647501 |  | n/a | n/a | Other | n/a | n/a
SerialNumber | n/a | 1900-12-31T23:59:59 | Submitted:Submitted for Approval | Component | nbl_Signage_Evacuation-Routes-Left:450X200:647501 |  | n/a | n/a | Other | n/a | n/a
TagNumber | n/a | 1900-12-31T23:59:59 | Submitted:Submitted for Approval | Component | nbl_Signage_Evacuation-Routes-Left:450X200:647501 |  | n/a | n/a | Other | n/a | n/a
WarrantyStartDate | n/a | 1900-12-31T23:59:59 | Submitted:Submitted for Approval | Component | nbl_Signage_Evacuation-Routes-Left:450X200:647501 |  | n/a | n/a | Other | n/a | n/a
Phase Created | n/a | 1900-12-31T23:59:59 | Submitted:Submitted for Approval | Component | nbl_Signage_Evacuation-Routes-Left:450X200:647501 | New Construction | n/a | n/a | Phasing | n/a | n/a
ProductionYear | n/a | 1900-12-31T23:59:59 | Submitted:Submitted for Approval | Component | nbl_Signage_Evacuation-Routes-Left:450X200:650419 |  | n/a | n/a | Pset_ManufacturerTypeInformation | n/a | n/a
Host | n/a | 1900-12-31T23:59:59 | Submitted:Submitted for Approval | Component | nbl_Signage_Evacuation-Routes-Left:450X200:650419 | Floor : nbl_Sprng_TmbrBrds-BttnsTmbrResilientFlr | n/a | n/a | Constraints | n/a | n/a
Level | n/a | 1900-12-31T23:59:59 | Submitted:Submitted for Approval | Component | nbl_Signage_Evacuation-Routes-Left:450X200:650419 | Level: Ground Floor | n/a | n/a | Constraints | n/a | n/a
Moves With Nearby Elements | n/a | 1900-12-31T23:59:59 | Submitted:Submitted for Approval | Component | nbl_Signage_Evacuation-Routes-Left:450X200:650419 | n/a | n/a | n/a | Constraints | n/a | n/a | n/a
Offset | n/a | 1900-12-31T23:59:59 | Submitted:Submitted for Approval | Component | nbl_Signage_Evacuation-Routes-Left:450X200:650419 | 0 | n/a | n/a | Constraints | n/a | n/a | n/a
OffsetFromFloor | n/a | 1900-12-31T23:59:59 | Submitted:Submitted for Approval | Component | nbl_Signage_Evacuation-Routes-Left:450X200:650419 | 2200 | n/a | n/a | Dimensions | n/a | n/a | n/a
Circuit Number | n/a | 1900-12-31T23:59:59 | Submitted:Submitted for Approval | Component | nbl_Signage_Evacuation-Routes-Left:450X200:650419 |  | n/a | n/a | Electrical - Loads | n/a | n/a
Panel | n/a | 1900-12-31T23:59:59 | Submitted:Submitted for Approval | Component | nbl_Signage_Evacuation-Routes-Left:450X200:650419 |  | n/a | n/a | Electrical - Loads | n/a | n/a
ComponentNumber | n/a | 1900-12-31T23:59:59 | Submitted:Submitted for Approval | Component | nbl_Signage_Evacuation-Routes-Left:450X200:650419 |  | n/a | n/a | Identity Data | n/a | n/a
AssetIdentifier | n/a | 1900-12-31T23:59:59 | Submitted:Submitted for Approval | Component | nbl_Signage_Evacuation-Routes-Left:450X200:650419 |  | n/a | n/a | Other | n/a | n/a
BarCode | n/a | 1900-12-31T23:59:59 | Submitted:Submitted for Approval | Component | nbl_Signage_Evacuation-Routes-Left:450X200:650419 |  | n/a | n/a | Other | n/a | n/a
InstallationDate | n/a | 1900-12-31T23:59:59 | Submitted:Submitted for Approval | Component | nbl_Signage_Evacuation-Routes-Left:450X200:650419 |  | n/a | n/a | Other | n/a | n/a
SerialNumber | n/a | 1900-12-31T23:59:59 | Submitted:Submitted for Approval | Component | nbl_Signage_Evacuation-Routes-Left:450X200:650419 |  | n/a | n/a | Other | n/a | n/a
TagNumber | n/a | 1900-12-31T23:59:59 | Submitted:Submitted for Approval | Component | nbl_Signage_Evacuation-Routes-Left:450X200:650419 |  | n/a | n/a | Other | n/a | n/a
WarrantyStartDate | n/a | 1900-12-31T23:59:59 | Submitted:Submitted for Approval | Component | nbl_Signage_Evacuation-Routes-Left:450X200:650419 |  | n/a | n/a | Other | n/a | n/a
Phase Created | n/a | 1900-12-31T23:59:59 | Submitted:Submitted for Approval | Component | nbl_Signage_Evacuation-Routes-Left:450X200:650419 | New Construction | n/a | n/a | Phasing | n/a | n/a
ProductionYear | n/a | 1900-12-31T23:59:59 | Submitted:Submitted for Approval | Component | nbl_Signage_Evacuation-Routes-Left:450X200:650681 |  | n/a | n/a | Pset_ManufacturerTypeInformation | n/a | n/a
Host | n/a | 1900-12-31T23:59:59 | Submitted:Submitted for Approval | Component | nbl_Signage_Evacuation-Routes-Left:450X200:650681 | Floor : nbl_Sprng_TmbrBrds-BttnsTmbrResilientFlr | n/a | n/a | Constraints | n/a | n/a
Level | n/a | 1900-12-31T23:59:59 | Submitted:Submitted for Approval | Component | nbl_Signage_Evacuation-Routes-Left:450X200:650681 | Level: Ground Floor | n/a | n/a | Constraints | n/a | n/a
Moves With Nearby Elements | n/a | 1900-12-31T23:59:59 | Submitted:Submitted for Approval | Component | nbl_Signage_Evacuation-Routes-Left:450X200:650681 | n/a | n/a | n/a | Constraints | n/a | n/a | n/a
Offset | n/a | 1900-12-31T23:59:59 | Submitted:Submitted for Approval | Component | nbl_Signage_Evacuation-Routes-Left:450X200:650681 | 0 | n/a | n/a | Constraints | n/a | n/a | n/a
OffsetFromFloor | n/a | 1900-12-31T23:59:59 | Submitted:Submitted for Approval | Component | nbl_Signage_Evacuation-Routes-Left:450X200:650681 | 2200 | n/a | n/a | Dimensions | n/a | n/a | n/a
Circuit Number | n/a | 1900-12-31T23:59:59 | Submitted:Submitted for Approval | Component | nbl_Signage_Evacuation-Routes-Left:450X200:650681 |  | n/a | n/a | Electrical - Loads | n/a | n/a
Panel | n/a | 1900-12-31T23:59:59 | Submitted:Submitted for Approval | Component | nbl_Signage_Evacuation-Routes-Left:450X200:650681 |  | n/a | n/a | Electrical - Loads | n/a | n/a
ComponentNumber | n/a | 1900-12-31T23:59:59 | Submitted:Submitted for Approval | Component | nbl_Signage_Evacuation-Routes-Left:450X200:650681 |  | n/a | n/a | Identity Data | n/a | n/a
AssetIdentifier | n/a | 1900-12-31T23:59:59 | Submitted:Submitted for Approval | Component | nbl_Signage_Evacuation-Routes-Left:450X200:650681 |  | n/a | n/a | Other | n/a | n/a
BarCode | n/a | 1900-12-31T23:59:59 | Submitted:Submitted for Approval | Component | nbl_Signage_Evacuation-Routes-Left:450X200:650681 |  | n/a | n/a | Other | n/a | n/a
InstallationDate | n/a | 1900-12-31T23:59:59 | Submitted:Submitted for Approval | Component | nbl_Signage_Evacuation-Routes-Left:450X200:650681 |  | n/a | n/a | Other | n/a | n/a
SerialNumber | n/a | 1900-12-31T23:59:59 | Submitted:Submitted for Approval | Component | nbl_Signage_Evacuation-Routes-Left:450X200:650681 |  | n/a | n/a | Other | n/a | n/a
TagNumber | n/a | 1900-12-31T23:59:59 | Submitted:Submitted for Approval | Component | nbl_Signage_Evacuation-Routes-Left:450X200:650681 |  | n/a | n/a | Other | n/a | n/a
WarrantyStartDate | n/a | 1900-12-31T23:59:59 | Submitted:Submitted for Approval | Component | nbl_Signage_Evacuation-Routes-Left:450X200:650681 |  | n/a | n/a | Other | n/a | n/a
Phase Created | n/a | 1900-12-31T23:59:59 | Submitted:Submitted for Approval | Component | nbl_Signage_Evacuation-Routes-Left:450X200:650681 | New Construction | n/a | n/a | Phasing | n/a | n/a
b | n/a | 1900-12-31T23:59:59 | Submitted:Submitted for Approval | Type | 500mm | 500 | n/a | n/a | Dimensions | n/a | n/a | n/a
Assembly Code | n/a | 1900-12-31T23:59:59 | Submitted:Submitted for Approval | Type | 500mm |  | n/a | n/a | Identity Data | n/a | n/a
Assembly Description | n/a | 1900-12-31T23:59:59 | Submitted:Submitted for Approval | Type | 500mm |  | n/a | n/a | Identity Data | n/a | n/a
Keynote | n/a | 1900-12-31T23:59:59 | Submitted:Submitted for Approval | Type | 500mm | E | n/a | n/a | Identity Data | n/a | n/a
OmniClass Number | n/a | 1900-12-31T23:59:59 | Submitted:Submitted for Approval | Type | 500mm |  | n/a | n/a | Identity Data | n/a | n/a
OmniClass Title | n/a | 1900-12-31T23:59:59 | Submitted:Submitted for Approval | Type | 500mm |  | n/a | n/a | Identity Data | n/a | n/a
Reference | n/a | 1900-12-31T23:59:59 | Submitted:Submitted for Approval | Component | Concrete Round1:500mm:662394 | 500mm | n/a | n/a | Pset_ColumnCommon | n/a | n/a
LoadBearing | n/a | 1900-12-31T23:59:59 | Submitted:Submitted for Approval | Component | Concrete Round1:500mm:662394 | TRUE | n/a | n/a | Pset_ColumnCommon | n/a | n/a | n/a
IsExternal | n/a | 1900-12-31T23:59:59 | Submitted:Submitted for Approval | Component | Concrete Round1:500mm:662394 | n/a | n/a | n/a | Pset_ColumnCommon | n/a | n/a | n/a
Base Level | n/a | 1900-12-31T23:59:59 | Submitted:Submitted for Approval | Component | Concrete Round1:500mm:662394 | Level: High Tide | n/a | n/a | Constraints | n/a | n/a
Base Offset | n/a | 1900-12-31T23:59:59 | Submitted:Submitted for Approval | Component | Concrete Round1:500mm:662394 | -2110.1283 | n/a | n/a | Constraints | n/a | n/a | n/a
Column Location Mark | n/a | 1900-12-31T23:59:59 | Submitted:Submitted for Approval | Component | Concrete Round1:500mm:662394 | E(1226)-7(-942) | n/a | n/a | Constraints | n/a | n/a
Column Style | n/a | 1900-12-31T23:59:59 | Submitted:Submitted for Approval | Component | Concrete Round1:500mm:662394 | Vertical | n/a | n/a | Constraints | n/a | n/a
Moves With Grids | n/a | 1900-12-31T23:59:59 | Submitted:Submitted for Approval | Component | Concrete Round1:500mm:662394 | TRUE | n/a | n/a | Constraints | n/a | n/a | n/a
Room Bounding | n/a | 1900-12-31T23:59:59 | Submitted:Submitted for Approval | Component | Concrete Round1:500mm:662394 | TRUE | n/a | n/a | Constraints | n/a | n/a | n/a
Top Level | n/a | 1900-12-31T23:59:59 | Submitted:Submitted for Approval | Component | Concrete Round1:500mm:662394 | Level: Lower Roof - Slab Level | n/a | n/a | Constraints | n/a | n/a
Top Offset | n/a | 1900-12-31T23:59:59 | Submitted:Submitted for Approval | Component | Concrete Round1:500mm:662394 | -3200.1283 | n/a | n/a | Constraints | n/a | n/a | n/a
Volume | n/a | 1900-12-31T23:59:59 | Submitted:Submitted for Approval | Component | Concrete Round1:500mm:662394 | 0.64783 | n/a | n/a | Dimensions | n/a | n/a | n/a
Structural Material | n/a | 1900-12-31T23:59:59 | Submitted:Submitted for Approval | Component | Concrete Round1:500mm:662394 | Concrete - Cast-in-Place Concrete | n/a | n/a | Materials and Finishes | n/a | n/a
Phase Created | n/a | 1900-12-31T23:59:59 | Submitted:Submitted for Approval | Component | Concrete Round1:500mm:662394 | New Construction | n/a | n/a | Phasing | n/a | n/a
Enable Analytical Model | n/a | 1900-12-31T23:59:59 | Submitted:Submitted for Approval | Component | Concrete Round1:500mm:662394 | TRUE | n/a | n/a | Structural | n/a | n/a | n/a
Rebar Cover - Bottom Face | n/a | 1900-12-31T23:59:59 | Submitted:Submitted for Approval | Component | Concrete Round1:500mm:662394 | Rebar Cover Settings: Rebar Cover 1 | n/a | n/a | Structural | n/a | n/a
Rebar Cover - Other Faces | n/a | 1900-12-31T23:59:59 | Submitted:Submitted for Approval | Component | Concrete Round1:500mm:662394 | Rebar Cover Settings: Rebar Cover 1 | n/a | n/a | Structural | n/a | n/a
b | n/a | 1900-12-31T23:59:59 | Submitted:Submitted for Approval | Type | 500mm | 500 | n/a | n/a | Dimensions | n/a | n/a | n/a
Assembly Code | n/a | 1900-12-31T23:59:59 | Submitted:Submitted for Approval | Type | 500mm |  | n/a | n/a | Identity Data | n/a | n/a
Assembly Description | n/a | 1900-12-31T23:59:59 | Submitted:Submitted for Approval | Type | 500mm |  | n/a | n/a | Identity Data | n/a | n/a
Keynote | n/a | 1900-12-31T23:59:59 | Submitted:Submitted for Approval | Type | 500mm | E | n/a | n/a | Identity Data | n/a | n/a
OmniClass Number | n/a | 1900-12-31T23:59:59 | Submitted:Submitted for Approval | Type | 500mm |  | n/a | n/a | Identity Data | n/a | n/a
OmniClass Title | n/a | 1900-12-31T23:59:59 | Submitted:Submitted for Approval | Type | 500mm |  | n/a | n/a | Identity Data | n/a | n/a
Reference | n/a | 1900-12-31T23:59:59 | Submitted:Submitted for Approval | Component | Concrete Round1:500mm:662396 | 500mm | n/a | n/a | Pset_ColumnCommon | n/a | n/a
LoadBearing | n/a | 1900-12-31T23:59:59 | Submitted:Submitted for Approval | Component | Concrete Round1:500mm:662396 | TRUE | n/a | n/a | Pset_ColumnCommon | n/a | n/a | n/a
IsExternal | n/a | 1900-12-31T23:59:59 | Submitted:Submitted for Approval | Component | Concrete Round1:500mm:662396 | n/a | n/a | n/a | Pset_ColumnCommon | n/a | n/a | n/a
Base Level | n/a | 1900-12-31T23:59:59 | Submitted:Submitted for Approval | Component | Concrete Round1:500mm:662396 | Level: High Tide | n/a | n/a | Constraints | n/a | n/a
Base Offset | n/a | 1900-12-31T23:59:59 | Submitted:Submitted for Approval | Component | Concrete Round1:500mm:662396 | -2110.1283 | n/a | n/a | Constraints | n/a | n/a | n/a
Column Location Mark | n/a | 1900-12-31T23:59:59 | Submitted:Submitted for Approval | Component | Concrete Round1:500mm:662396 | D(-1992)-7(1006) | n/a | n/a | Constraints | n/a | n/a
Column Style | n/a | 1900-12-31T23:59:59 | Submitted:Submitted for Approval | Component | Concrete Round1:500mm:662396 | Vertical | n/a | n/a | Constraints | n/a | n/a
Moves With Grids | n/a | 1900-12-31T23:59:59 | Submitted:Submitted for Approval | Component | Concrete Round1:500mm:662396 | TRUE | n/a | n/a | Constraints | n/a | n/a | n/a
Room Bounding | n/a | 1900-12-31T23:59:59 | Submitted:Submitted for Approval | Component | Concrete Round1:500mm:662396 | TRUE | n/a | n/a | Constraints | n/a | n/a | n/a
Top Level | n/a | 1900-12-31T23:59:59 | Submitted:Submitted for Approval | Component | Concrete Round1:500mm:662396 | Level: Lower Roof - Slab Level | n/a | n/a | Constraints | n/a | n/a
Top Offset | n/a | 1900-12-31T23:59:59 | Submitted:Submitted for Approval | Component | Concrete Round1:500mm:662396 | -3200.1283 | n/a | n/a | Constraints | n/a | n/a | n/a
Volume | n/a | 1900-12-31T23:59:59 | Submitted:Submitted for Approval | Component | Concrete Round1:500mm:662396 | 0.64753 | n/a | n/a | Dimensions | n/a | n/a | n/a
Structural Material | n/a | 1900-12-31T23:59:59 | Submitted:Submitted for Approval | Component | Concrete Round1:500mm:662396 | Concrete - Cast-in-Place Concrete | n/a | n/a | Materials and Finishes | n/a | n/a
Phase Created | n/a | 1900-12-31T23:59:59 | Submitted:Submitted for Approval | Component | Concrete Round1:500mm:662396 | New Construction | n/a | n/a | Phasing | n/a | n/a
Enable Analytical Model | n/a | 1900-12-31T23:59:59 | Submitted:Submitted for Approval | Component | Concrete Round1:500mm:662396 | TRUE | n/a | n/a | Structural | n/a | n/a | n/a
Rebar Cover - Bottom Face | n/a | 1900-12-31T23:59:59 | Submitted:Submitted for Approval | Component | Concrete Round1:500mm:662396 | Rebar Cover Settings: Rebar Cover 1 | n/a | n/a | Structural | n/a | n/a
Rebar Cover - Other Faces | n/a | 1900-12-31T23:59:59 | Submitted:Submitted for Approval | Component | Concrete Round1:500mm:662396 | Rebar Cover Settings: Rebar Cover 1 | n/a | n/a | Structural | n/a | n/a
b | n/a | 1900-12-31T23:59:59 | Submitted:Submitted for Approval | Type | 500mm | 500 | n/a | n/a | Dimensions | n/a | n/a | n/a
Assembly Code | n/a | 1900-12-31T23:59:59 | Submitted:Submitted for Approval | Type | 500mm |  | n/a | n/a | Identity Data | n/a | n/a
Assembly Description | n/a | 1900-12-31T23:59:59 | Submitted:Submitted for Approval | Type | 500mm |  | n/a | n/a | Identity Data | n/a | n/a
Keynote | n/a | 1900-12-31T23:59:59 | Submitted:Submitted for Approval | Type | 500mm | E | n/a | n/a | Identity Data | n/a | n/a
OmniClass Number | n/a | 1900-12-31T23:59:59 | Submitted:Submitted for Approval | Type | 500mm |  | n/a | n/a | Identity Data | n/a | n/a
OmniClass Title | n/a | 1900-12-31T23:59:59 | Submitted:Submitted for Approval | Type | 500mm |  | n/a | n/a | Identity Data | n/a | n/a
Reference | n/a | 1900-12-31T23:59:59 | Submitted:Submitted for Approval | Component | Concrete Round1:500mm:662398 | 500mm | n/a | n/a | Pset_ColumnCommon | n/a | n/a
LoadBearing | n/a | 1900-12-31T23:59:59 | Submitted:Submitted for Approval | Component | Concrete Round1:500mm:662398 | TRUE | n/a | n/a | Pset_ColumnCommon | n/a | n/a | n/a
IsExternal | n/a | 1900-12-31T23:59:59 | Submitted:Submitted for Approval | Component | Concrete Round1:500mm:662398 | n/a | n/a | n/a | Pset_ColumnCommon | n/a | n/a | n/a
Base Level | n/a | 1900-12-31T23:59:59 | Submitted:Submitted for Approval | Component | Concrete Round1:500mm:662398 | Level: High Tide | n/a | n/a | Constraints | n/a | n/a
Base Offset | n/a | 1900-12-31T23:59:59 | Submitted:Submitted for Approval | Component | Concrete Round1:500mm:662398 | -2110.1283 | n/a | n/a | Constraints | n/a | n/a | n/a
Column Location Mark | n/a | 1900-12-31T23:59:59 | Submitted:Submitted for Approval | Component | Concrete Round1:500mm:662398 | E(587)-8(754) | n/a | n/a | Constraints | n/a | n/a
Column Style | n/a | 1900-12-31T23:59:59 | Submitted:Submitted for Approval | Component | Concrete Round1:500mm:662398 | Vertical | n/a | n/a | Constraints | n/a | n/a
Moves With Grids | n/a | 1900-12-31T23:59:59 | Submitted:Submitted for Approval | Component | Concrete Round1:500mm:662398 | TRUE | n/a | n/a | Constraints | n/a | n/a | n/a
Room Bounding | n/a | 1900-12-31T23:59:59 | Submitted:Submitted for Approval | Component | Concrete Round1:500mm:662398 | TRUE | n/a | n/a | Constraints | n/a | n/a | n/a
Top Level | n/a | 1900-12-31T23:59:59 | Submitted:Submitted for Approval | Component | Concrete Round1:500mm:662398 | Level: Lower Roof - Slab Level | n/a | n/a | Constraints | n/a | n/a
Top Offset | n/a | 1900-12-31T23:59:59 | Submitted:Submitted for Approval | Component | Concrete Round1:500mm:662398 | -3200.1283 | n/a | n/a | Constraints | n/a | n/a | n/a
Volume | n/a | 1900-12-31T23:59:59 | Submitted:Submitted for Approval | Component | Concrete Round1:500mm:662398 | 0.64753 | n/a | n/a | Dimensions | n/a | n/a | n/a
Structural Material | n/a | 1900-12-31T23:59:59 | Submitted:Submitted for Approval | Component | Concrete Round1:500mm:662398 | Concrete - Cast-in-Place Concrete | n/a | n/a | Materials and Finishes | n/a | n/a
Phase Created | n/a | 1900-12-31T23:59:59 | Submitted:Submitted for Approval | Component | Concrete Round1:500mm:662398 | New Construction | n/a | n/a | Phasing | n/a | n/a
Enable Analytical Model | n/a | 1900-12-31T23:59:59 | Submitted:Submitted for Approval | Component | Concrete Round1:500mm:662398 | TRUE | n/a | n/a | Structural | n/a | n/a | n/a
Rebar Cover - Bottom Face | n/a | 1900-12-31T23:59:59 | Submitted:Submitted for Approval | Component | Concrete Round1:500mm:662398 | Rebar Cover Settings: Rebar Cover 1 | n/a | n/a | Structural | n/a | n/a
Rebar Cover - Other Faces | n/a | 1900-12-31T23:59:59 | Submitted:Submitted for Approval | Component | Concrete Round1:500mm:662398 | Rebar Cover Settings: Rebar Cover 1 | n/a | n/a | Structural | n/a | n/a
b | n/a | 1900-12-31T23:59:59 | Submitted:Submitted for Approval | Type | 500mm | 500 | n/a | n/a | Dimensions | n/a | n/a | n/a
Assembly Code | n/a | 1900-12-31T23:59:59 | Submitted:Submitted for Approval | Type | 500mm |  | n/a | n/a | Identity Data | n/a | n/a
Assembly Description | n/a | 1900-12-31T23:59:59 | Submitted:Submitted for Approval | Type | 500mm |  | n/a | n/a | Identity Data | n/a | n/a
Keynote | n/a | 1900-12-31T23:59:59 | Submitted:Submitted for Approval | Type | 500mm | E | n/a | n/a | Identity Data | n/a | n/a
OmniClass Number | n/a | 1900-12-31T23:59:59 | Submitted:Submitted for Approval | Type | 500mm |  | n/a | n/a | Identity Data | n/a | n/a
OmniClass Title | n/a | 1900-12-31T23:59:59 | Submitted:Submitted for Approval | Type | 500mm |  | n/a | n/a | Identity Data | n/a | n/a
Reference | n/a | 1900-12-31T23:59:59 | Submitted:Submitted for Approval | Component | Concrete Round1:500mm:662400 | 500mm | n/a | n/a | Pset_ColumnCommon | n/a | n/a
LoadBearing | n/a | 1900-12-31T23:59:59 | Submitted:Submitted for Approval | Component | Concrete Round1:500mm:662400 | TRUE | n/a | n/a | Pset_ColumnCommon | n/a | n/a | n/a
IsExternal | n/a | 1900-12-31T23:59:59 | Submitted:Submitted for Approval | Component | Concrete Round1:500mm:662400 | n/a | n/a | n/a | Pset_ColumnCommon | n/a | n/a | n/a
Base Level | n/a | 1900-12-31T23:59:59 | Submitted:Submitted for Approval | Component | Concrete Round1:500mm:662400 | Level: High Tide | n/a | n/a | Constraints | n/a | n/a
Base Offset | n/a | 1900-12-31T23:59:59 | Submitted:Submitted for Approval | Component | Concrete Round1:500mm:662400 | -2110.1283 | n/a | n/a | Constraints | n/a | n/a | n/a
Column Location Mark | n/a | 1900-12-31T23:59:59 | Submitted:Submitted for Approval | Component | Concrete Round1:500mm:662400 | F(455)-8(-1194) | n/a | n/a | Constraints | n/a | n/a
Column Style | n/a | 1900-12-31T23:59:59 | Submitted:Submitted for Approval | Component | Concrete Round1:500mm:662400 | Vertical | n/a | n/a | Constraints | n/a | n/a
Moves With Grids | n/a | 1900-12-31T23:59:59 | Submitted:Submitted for Approval | Component | Concrete Round1:500mm:662400 | TRUE | n/a | n/a | Constraints | n/a | n/a | n/a
Room Bounding | n/a | 1900-12-31T23:59:59 | Submitted:Submitted for Approval | Component | Concrete Round1:500mm:662400 | TRUE | n/a | n/a | Constraints | n/a | n/a | n/a
Top Level | n/a | 1900-12-31T23:59:59 | Submitted:Submitted for Approval | Component | Concrete Round1:500mm:662400 | Level: Lower Roof - Slab Level | n/a | n/a | Constraints | n/a | n/a
Top Offset | n/a | 1900-12-31T23:59:59 | Submitted:Submitted for Approval | Component | Concrete Round1:500mm:662400 | -3200.1283 | n/a | n/a | Constraints | n/a | n/a | n/a
Volume | n/a | 1900-12-31T23:59:59 | Submitted:Submitted for Approval | Component | Concrete Round1:500mm:662400 | 0.64783 | n/a | n/a | Dimensions | n/a | n/a | n/a
Structural Material | n/a | 1900-12-31T23:59:59 | Submitted:Submitted for Approval | Component | Concrete Round1:500mm:662400 | Concrete - Cast-in-Place Concrete | n/a | n/a | Materials and Finishes | n/a | n/a
Phase Created | n/a | 1900-12-31T23:59:59 | Submitted:Submitted for Approval | Component | Concrete Round1:500mm:662400 | New Construction | n/a | n/a | Phasing | n/a | n/a
Enable Analytical Model | n/a | 1900-12-31T23:59:59 | Submitted:Submitted for Approval | Component | Concrete Round1:500mm:662400 | TRUE | n/a | n/a | Structural | n/a | n/a | n/a
Rebar Cover - Bottom Face | n/a | 1900-12-31T23:59:59 | Submitted:Submitted for Approval | Component | Concrete Round1:500mm:662400 | Rebar Cover Settings: Rebar Cover 1 | n/a | n/a | Structural | n/a | n/a
Rebar Cover - Other Faces | n/a | 1900-12-31T23:59:59 | Submitted:Submitted for Approval | Component | Concrete Round1:500mm:662400 | Rebar Cover Settings: Rebar Cover 1 | n/a | n/a | Structural | n/a | n/a
b | n/a | 1900-12-31T23:59:59 | Submitted:Submitted for Approval | Type | 300mm | 300 | n/a | n/a | Dimensions | n/a | n/a | n/a
Assembly Code | n/a | 1900-12-31T23:59:59 | Submitted:Submitted for Approval | Type | 300mm |  | n/a | n/a | Identity Data | n/a | n/a
Assembly Description | n/a | 1900-12-31T23:59:59 | Submitted:Submitted for Approval | Type | 300mm |  | n/a | n/a | Identity Data | n/a | n/a
Keynote | n/a | 1900-12-31T23:59:59 | Submitted:Submitted for Approval | Type | 300mm | E | n/a | n/a | Identity Data | n/a | n/a
OmniClass Number | n/a | 1900-12-31T23:59:59 | Submitted:Submitted for Approval | Type | 300mm |  | n/a | n/a | Identity Data | n/a | n/a
OmniClass Title | n/a | 1900-12-31T23:59:59 | Submitted:Submitted for Approval | Type | 300mm |  | n/a | n/a | Identity Data | n/a | n/a
Reference | n/a | 1900-12-31T23:59:59 | Submitted:Submitted for Approval | Component | Concrete Round1:300mm:662402 | 300mm | n/a | n/a | Pset_ColumnCommon | n/a | n/a
LoadBearing | n/a | 1900-12-31T23:59:59 | Submitted:Submitted for Approval | Component | Concrete Round1:300mm:662402 | TRUE | n/a | n/a | Pset_ColumnCommon | n/a | n/a | n/a
IsExternal | n/a | 1900-12-31T23:59:59 | Submitted:Submitted for Approval | Component | Concrete Round1:300mm:662402 | n/a | n/a | n/a | Pset_ColumnCommon | n/a | n/a | n/a
Base Level | n/a | 1900-12-31T23:59:59 | Submitted:Submitted for Approval | Component | Concrete Round1:300mm:662402 | Level: High Tide | n/a | n/a | Constraints | n/a | n/a
Base Offset | n/a | 1900-12-31T23:59:59 | Submitted:Submitted for Approval | Component | Concrete Round1:300mm:662402 | -2110.1283 | n/a | n/a | Constraints | n/a | n/a | n/a
Column Location Mark | n/a | 1900-12-31T23:59:59 | Submitted:Submitted for Approval | Component | Concrete Round1:300mm:662402 | F(-552)-9(-733) | n/a | n/a | Constraints | n/a | n/a
Column Style | n/a | 1900-12-31T23:59:59 | Submitted:Submitted for Approval | Component | Concrete Round1:300mm:662402 | Vertical | n/a | n/a | Constraints | n/a | n/a
Moves With Grids | n/a | 1900-12-31T23:59:59 | Submitted:Submitted for Approval | Component | Concrete Round1:300mm:662402 | TRUE | n/a | n/a | Constraints | n/a | n/a | n/a
Room Bounding | n/a | 1900-12-31T23:59:59 | Submitted:Submitted for Approval | Component | Concrete Round1:300mm:662402 | TRUE | n/a | n/a | Constraints | n/a | n/a | n/a
Top Level | n/a | 1900-12-31T23:59:59 | Submitted:Submitted for Approval | Component | Concrete Round1:300mm:662402 | Level: Lower Roof - Slab Level | n/a | n/a | Constraints | n/a | n/a
Top Offset | n/a | 1900-12-31T23:59:59 | Submitted:Submitted for Approval | Component | Concrete Round1:300mm:662402 | -3200.1283 | n/a | n/a | Constraints | n/a | n/a | n/a
Volume | n/a | 1900-12-31T23:59:59 | Submitted:Submitted for Approval | Component | Concrete Round1:300mm:662402 | 0.23325 | n/a | n/a | Dimensions | n/a | n/a | n/a
Structural Material | n/a | 1900-12-31T23:59:59 | Submitted:Submitted for Approval | Component | Concrete Round1:300mm:662402 | Concrete - Cast-in-Place Concrete | n/a | n/a | Materials and Finishes | n/a | n/a
Phase Created | n/a | 1900-12-31T23:59:59 | Submitted:Submitted for Approval | Component | Concrete Round1:300mm:662402 | New Construction | n/a | n/a | Phasing | n/a | n/a
Enable Analytical Model | n/a | 1900-12-31T23:59:59 | Submitted:Submitted for Approval | Component | Concrete Round1:300mm:662402 | TRUE | n/a | n/a | Structural | n/a | n/a | n/a
Rebar Cover - Bottom Face | n/a | 1900-12-31T23:59:59 | Submitted:Submitted for Approval | Component | Concrete Round1:300mm:662402 | Rebar Cover Settings: Rebar Cover 1 | n/a | n/a | Structural | n/a | n/a
Rebar Cover - Other Faces | n/a | 1900-12-31T23:59:59 | Submitted:Submitted for Approval | Component | Concrete Round1:300mm:662402 | Rebar Cover Settings: Rebar Cover 1 | n/a | n/a | Structural | n/a | n/a
b | n/a | 1900-12-31T23:59:59 | Submitted:Submitted for Approval | Type | 300mm | 300 | n/a | n/a | Dimensions | n/a | n/a | n/a
Assembly Code | n/a | 1900-12-31T23:59:59 | Submitted:Submitted for Approval | Type | 300mm |  | n/a | n/a | Identity Data | n/a | n/a
Assembly Description | n/a | 1900-12-31T23:59:59 | Submitted:Submitted for Approval | Type | 300mm |  | n/a | n/a | Identity Data | n/a | n/a
Keynote | n/a | 1900-12-31T23:59:59 | Submitted:Submitted for Approval | Type | 300mm | E | n/a | n/a | Identity Data | n/a | n/a
OmniClass Number | n/a | 1900-12-31T23:59:59 | Submitted:Submitted for Approval | Type | 300mm |  | n/a | n/a | Identity Data | n/a | n/a
OmniClass Title | n/a | 1900-12-31T23:59:59 | Submitted:Submitted for Approval | Type | 300mm |  | n/a | n/a | Identity Data | n/a | n/a
Reference | n/a | 1900-12-31T23:59:59 | Submitted:Submitted for Approval | Component | Concrete Round1:300mm:662404 | 300mm | n/a | n/a | Pset_ColumnCommon | n/a | n/a
LoadBearing | n/a | 1900-12-31T23:59:59 | Submitted:Submitted for Approval | Component | Concrete Round1:300mm:662404 | TRUE | n/a | n/a | Pset_ColumnCommon | n/a | n/a | n/a
IsExternal | n/a | 1900-12-31T23:59:59 | Submitted:Submitted for Approval | Component | Concrete Round1:300mm:662404 | n/a | n/a | n/a | Pset_ColumnCommon | n/a | n/a | n/a
Base Level | n/a | 1900-12-31T23:59:59 | Submitted:Submitted for Approval | Component | Concrete Round1:300mm:662404 | Level: High Tide | n/a | n/a | Constraints | n/a | n/a
Base Offset | n/a | 1900-12-31T23:59:59 | Submitted:Submitted for Approval | Component | Concrete Round1:300mm:662404 | -2110.1283 | n/a | n/a | Constraints | n/a | n/a | n/a
Column Location Mark | n/a | 1900-12-31T23:59:59 | Submitted:Submitted for Approval | Component | Concrete Round1:300mm:662404 | F(-1142)-9(-1582) | n/a | n/a | Constraints | n/a | n/a
Column Style | n/a | 1900-12-31T23:59:59 | Submitted:Submitted for Approval | Component | Concrete Round1:300mm:662404 | Vertical | n/a | n/a | Constraints | n/a | n/a
Moves With Grids | n/a | 1900-12-31T23:59:59 | Submitted:Submitted for Approval | Component | Concrete Round1:300mm:662404 | TRUE | n/a | n/a | Constraints | n/a | n/a | n/a
Room Bounding | n/a | 1900-12-31T23:59:59 | Submitted:Submitted for Approval | Component | Concrete Round1:300mm:662404 | TRUE | n/a | n/a | Constraints | n/a | n/a | n/a
Top Level | n/a | 1900-12-31T23:59:59 | Submitted:Submitted for Approval | Component | Concrete Round1:300mm:662404 | Level: Lower Roof - Slab Level | n/a | n/a | Constraints | n/a | n/a
Top Offset | n/a | 1900-12-31T23:59:59 | Submitted:Submitted for Approval | Component | Concrete Round1:300mm:662404 | -3200.1283 | n/a | n/a | Constraints | n/a | n/a | n/a
Volume | n/a | 1900-12-31T23:59:59 | Submitted:Submitted for Approval | Component | Concrete Round1:300mm:662404 | 0.23325 | n/a | n/a | Dimensions | n/a | n/a | n/a
Structural Material | n/a | 1900-12-31T23:59:59 | Submitted:Submitted for Approval | Component | Concrete Round1:300mm:662404 | Concrete - Cast-in-Place Concrete | n/a | n/a | Materials and Finishes | n/a | n/a
Phase Created | n/a | 1900-12-31T23:59:59 | Submitted:Submitted for Approval | Component | Concrete Round1:300mm:662404 | New Construction | n/a | n/a | Phasing | n/a | n/a
Enable Analytical Model | n/a | 1900-12-31T23:59:59 | Submitted:Submitted for Approval | Component | Concrete Round1:300mm:662404 | TRUE | n/a | n/a | Structural | n/a | n/a | n/a
Rebar Cover - Bottom Face | n/a | 1900-12-31T23:59:59 | Submitted:Submitted for Approval | Component | Concrete Round1:300mm:662404 | Rebar Cover Settings: Rebar Cover 1 | n/a | n/a | Structural | n/a | n/a
Rebar Cover - Other Faces | n/a | 1900-12-31T23:59:59 | Submitted:Submitted for Approval | Component | Concrete Round1:300mm:662404 | Rebar Cover Settings: Rebar Cover 1 | n/a | n/a | Structural | n/a | n/a
b | n/a | 1900-12-31T23:59:59 | Submitted:Submitted for Approval | Type | 500mm | 500 | n/a | n/a | Dimensions | n/a | n/a | n/a
Assembly Code | n/a | 1900-12-31T23:59:59 | Submitted:Submitted for Approval | Type | 500mm |  | n/a | n/a | Identity Data | n/a | n/a
Assembly Description | n/a | 1900-12-31T23:59:59 | Submitted:Submitted for Approval | Type | 500mm |  | n/a | n/a | Identity Data | n/a | n/a
Keynote | n/a | 1900-12-31T23:59:59 | Submitted:Submitted for Approval | Type | 500mm | E | n/a | n/a | Identity Data | n/a | n/a
OmniClass Number | n/a | 1900-12-31T23:59:59 | Submitted:Submitted for Approval | Type | 500mm |  | n/a | n/a | Identity Data | n/a | n/a
OmniClass Title | n/a | 1900-12-31T23:59:59 | Submitted:Submitted for Approval | Type | 500mm |  | n/a | n/a | Identity Data | n/a | n/a
Reference | n/a | 1900-12-31T23:59:59 | Submitted:Submitted for Approval | Component | Concrete Round1:500mm:662407 | 500mm | n/a | n/a | Pset_ColumnCommon | n/a | n/a
LoadBearing | n/a | 1900-12-31T23:59:59 | Submitted:Submitted for Approval | Component | Concrete Round1:500mm:662407 | TRUE | n/a | n/a | Pset_ColumnCommon | n/a | n/a | n/a
IsExternal | n/a | 1900-12-31T23:59:59 | Submitted:Submitted for Approval | Component | Concrete Round1:500mm:662407 | n/a | n/a | n/a | Pset_ColumnCommon | n/a | n/a | n/a
Base Level | n/a | 1900-12-31T23:59:59 | Submitted:Submitted for Approval | Component | Concrete Round1:500mm:662407 | Level: High Tide | n/a | n/a | Constraints | n/a | n/a
Base Offset | n/a | 1900-12-31T23:59:59 | Submitted:Submitted for Approval | Component | Concrete Round1:500mm:662407 | -2110.1283 | n/a | n/a | Constraints | n/a | n/a | n/a
Column Location Mark | n/a | 1900-12-31T23:59:59 | Submitted:Submitted for Approval | Component | Concrete Round1:500mm:662407 | E(2048)-8(-958) | n/a | n/a | Constraints | n/a | n/a
Column Style | n/a | 1900-12-31T23:59:59 | Submitted:Submitted for Approval | Component | Concrete Round1:500mm:662407 | Vertical | n/a | n/a | Constraints | n/a | n/a
Moves With Grids | n/a | 1900-12-31T23:59:59 | Submitted:Submitted for Approval | Component | Concrete Round1:500mm:662407 | TRUE | n/a | n/a | Constraints | n/a | n/a | n/a
Room Bounding | n/a | 1900-12-31T23:59:59 | Submitted:Submitted for Approval | Component | Concrete Round1:500mm:662407 | TRUE | n/a | n/a | Constraints | n/a | n/a | n/a
Top Level | n/a | 1900-12-31T23:59:59 | Submitted:Submitted for Approval | Component | Concrete Round1:500mm:662407 | Level: Lower Roof - Slab Level | n/a | n/a | Constraints | n/a | n/a
Top Offset | n/a | 1900-12-31T23:59:59 | Submitted:Submitted for Approval | Component | Concrete Round1:500mm:662407 | -3200.1283 | n/a | n/a | Constraints | n/a | n/a | n/a
Volume | n/a | 1900-12-31T23:59:59 | Submitted:Submitted for Approval | Component | Concrete Round1:500mm:662407 | 0.64753 | n/a | n/a | Dimensions | n/a | n/a | n/a
Structural Material | n/a | 1900-12-31T23:59:59 | Submitted:Submitted for Approval | Component | Concrete Round1:500mm:662407 | Concrete - Cast-in-Place Concrete | n/a | n/a | Materials and Finishes | n/a | n/a
Phase Created | n/a | 1900-12-31T23:59:59 | Submitted:Submitted for Approval | Component | Concrete Round1:500mm:662407 | New Construction | n/a | n/a | Phasing | n/a | n/a
Enable Analytical Model | n/a | 1900-12-31T23:59:59 | Submitted:Submitted for Approval | Component | Concrete Round1:500mm:662407 | TRUE | n/a | n/a | Structural | n/a | n/a | n/a
Rebar Cover - Bottom Face | n/a | 1900-12-31T23:59:59 | Submitted:Submitted for Approval | Component | Concrete Round1:500mm:662407 | Rebar Cover Settings: Rebar Cover 1 | n/a | n/a | Structural | n/a | n/a
Rebar Cover - Other Faces | n/a | 1900-12-31T23:59:59 | Submitted:Submitted for Approval | Component | Concrete Round1:500mm:662407 | Rebar Cover Settings: Rebar Cover 1 | n/a | n/a | Structural | n/a | n/a
b | n/a | 1900-12-31T23:59:59 | Submitted:Submitted for Approval | Type | 500mm | 500 | n/a | n/a | Dimensions | n/a | n/a | n/a
Assembly Code | n/a | 1900-12-31T23:59:59 | Submitted:Submitted for Approval | Type | 500mm |  | n/a | n/a | Identity Data | n/a | n/a
Assembly Description | n/a | 1900-12-31T23:59:59 | Submitted:Submitted for Approval | Type | 500mm |  | n/a | n/a | Identity Data | n/a | n/a
Keynote | n/a | 1900-12-31T23:59:59 | Submitted:Submitted for Approval | Type | 500mm | E | n/a | n/a | Identity Data | n/a | n/a
OmniClass Number | n/a | 1900-12-31T23:59:59 | Submitted:Submitted for Approval | Type | 500mm |  | n/a | n/a | Identity Data | n/a | n/a
OmniClass Title | n/a | 1900-12-31T23:59:59 | Submitted:Submitted for Approval | Type | 500mm |  | n/a | n/a | Identity Data | n/a | n/a
Reference | n/a | 1900-12-31T23:59:59 | Submitted:Submitted for Approval | Component | Concrete Round1:500mm:662409 | 500mm | n/a | n/a | Pset_ColumnCommon | n/a | n/a
LoadBearing | n/a | 1900-12-31T23:59:59 | Submitted:Submitted for Approval | Component | Concrete Round1:500mm:662409 | TRUE | n/a | n/a | Pset_ColumnCommon | n/a | n/a | n/a
IsExternal | n/a | 1900-12-31T23:59:59 | Submitted:Submitted for Approval | Component | Concrete Round1:500mm:662409 | n/a | n/a | n/a | Pset_ColumnCommon | n/a | n/a | n/a
Base Level | n/a | 1900-12-31T23:59:59 | Submitted:Submitted for Approval | Component | Concrete Round1:500mm:662409 | Level: High Tide | n/a | n/a | Constraints | n/a | n/a
Base Offset | n/a | 1900-12-31T23:59:59 | Submitted:Submitted for Approval | Component | Concrete Round1:500mm:662409 | -2110.1283 | n/a | n/a | Constraints | n/a | n/a | n/a
Column Location Mark | n/a | 1900-12-31T23:59:59 | Submitted:Submitted for Approval | Component | Concrete Round1:500mm:662409 | E-7(770) | n/a | n/a | Constraints | n/a | n/a
Column Style | n/a | 1900-12-31T23:59:59 | Submitted:Submitted for Approval | Component | Concrete Round1:500mm:662409 | Vertical | n/a | n/a | Constraints | n/a | n/a
Moves With Grids | n/a | 1900-12-31T23:59:59 | Submitted:Submitted for Approval | Component | Concrete Round1:500mm:662409 | TRUE | n/a | n/a | Constraints | n/a | n/a | n/a
Room Bounding | n/a | 1900-12-31T23:59:59 | Submitted:Submitted for Approval | Component | Concrete Round1:500mm:662409 | TRUE | n/a | n/a | Constraints | n/a | n/a | n/a
Top Level | n/a | 1900-12-31T23:59:59 | Submitted:Submitted for Approval | Component | Concrete Round1:500mm:662409 | Level: Lower Roof - Slab Level | n/a | n/a | Constraints | n/a | n/a
Top Offset | n/a | 1900-12-31T23:59:59 | Submitted:Submitted for Approval | Component | Concrete Round1:500mm:662409 | -3200.1283 | n/a | n/a | Constraints | n/a | n/a | n/a
Volume | n/a | 1900-12-31T23:59:59 | Submitted:Submitted for Approval | Component | Concrete Round1:500mm:662409 | 0.64783 | n/a | n/a | Dimensions | n/a | n/a | n/a
Structural Material | n/a | 1900-12-31T23:59:59 | Submitted:Submitted for Approval | Component | Concrete Round1:500mm:662409 | Concrete - Cast-in-Place Concrete | n/a | n/a | Materials and Finishes | n/a | n/a
Phase Created | n/a | 1900-12-31T23:59:59 | Submitted:Submitted for Approval | Component | Concrete Round1:500mm:662409 | New Construction | n/a | n/a | Phasing | n/a | n/a
Enable Analytical Model | n/a | 1900-12-31T23:59:59 | Submitted:Submitted for Approval | Component | Concrete Round1:500mm:662409 | TRUE | n/a | n/a | Structural | n/a | n/a | n/a
Rebar Cover - Bottom Face | n/a | 1900-12-31T23:59:59 | Submitted:Submitted for Approval | Component | Concrete Round1:500mm:662409 | Rebar Cover Settings: Rebar Cover 1 | n/a | n/a | Structural | n/a | n/a
Rebar Cover - Other Faces | n/a | 1900-12-31T23:59:59 | Submitted:Submitted for Approval | Component | Concrete Round1:500mm:662409 | Rebar Cover Settings: Rebar Cover 1 | n/a | n/a | Structural | n/a | n/a
b | n/a | 1900-12-31T23:59:59 | Submitted:Submitted for Approval | Type | 300mm | 300 | n/a | n/a | Dimensions | n/a | n/a | n/a
Assembly Code | n/a | 1900-12-31T23:59:59 | Submitted:Submitted for Approval | Type | 300mm |  | n/a | n/a | Identity Data | n/a | n/a
Assembly Description | n/a | 1900-12-31T23:59:59 | Submitted:Submitted for Approval | Type | 300mm |  | n/a | n/a | Identity Data | n/a | n/a
Keynote | n/a | 1900-12-31T23:59:59 | Submitted:Submitted for Approval | Type | 300mm | E | n/a | n/a | Identity Data | n/a | n/a
OmniClass Number | n/a | 1900-12-31T23:59:59 | Submitted:Submitted for Approval | Type | 300mm |  | n/a | n/a | Identity Data | n/a | n/a
OmniClass Title | n/a | 1900-12-31T23:59:59 | Submitted:Submitted for Approval | Type | 300mm |  | n/a | n/a | Identity Data | n/a | n/a
Reference | n/a | 1900-12-31T23:59:59 | Submitted:Submitted for Approval | Component | Concrete Round1:300mm:662416 | 300mm | n/a | n/a | Pset_ColumnCommon | n/a | n/a
LoadBearing | n/a | 1900-12-31T23:59:59 | Submitted:Submitted for Approval | Component | Concrete Round1:300mm:662416 | TRUE | n/a | n/a | Pset_ColumnCommon | n/a | n/a | n/a
IsExternal | n/a | 1900-12-31T23:59:59 | Submitted:Submitted for Approval | Component | Concrete Round1:300mm:662416 | n/a | n/a | n/a | Pset_ColumnCommon | n/a | n/a | n/a
Base Level | n/a | 1900-12-31T23:59:59 | Submitted:Submitted for Approval | Component | Concrete Round1:300mm:662416 | Level: High Tide | n/a | n/a | Constraints | n/a | n/a
Base Offset | n/a | 1900-12-31T23:59:59 | Submitted:Submitted for Approval | Component | Concrete Round1:300mm:662416 | -2110.1283 | n/a | n/a | Constraints | n/a | n/a | n/a
Column Location Mark | n/a | 1900-12-31T23:59:59 | Submitted:Submitted for Approval | Component | Concrete Round1:300mm:662416 | G-9(438) | n/a | n/a | Constraints | n/a | n/a
Column Style | n/a | 1900-12-31T23:59:59 | Submitted:Submitted for Approval | Component | Concrete Round1:300mm:662416 | Vertical | n/a | n/a | Constraints | n/a | n/a
Moves With Grids | n/a | 1900-12-31T23:59:59 | Submitted:Submitted for Approval | Component | Concrete Round1:300mm:662416 | TRUE | n/a | n/a | Constraints | n/a | n/a | n/a
Room Bounding | n/a | 1900-12-31T23:59:59 | Submitted:Submitted for Approval | Component | Concrete Round1:300mm:662416 | TRUE | n/a | n/a | Constraints | n/a | n/a | n/a
Top Level | n/a | 1900-12-31T23:59:59 | Submitted:Submitted for Approval | Component | Concrete Round1:300mm:662416 | Level: Lower Roof - Slab Level | n/a | n/a | Constraints | n/a | n/a
Top Offset | n/a | 1900-12-31T23:59:59 | Submitted:Submitted for Approval | Component | Concrete Round1:300mm:662416 | -3200.1283 | n/a | n/a | Constraints | n/a | n/a | n/a
Volume | n/a | 1900-12-31T23:59:59 | Submitted:Submitted for Approval | Component | Concrete Round1:300mm:662416 | 0.23325 | n/a | n/a | Dimensions | n/a | n/a | n/a
Structural Material | n/a | 1900-12-31T23:59:59 | Submitted:Submitted for Approval | Component | Concrete Round1:300mm:662416 | Concrete - Cast-in-Place Concrete | n/a | n/a | Materials and Finishes | n/a | n/a
Phase Created | n/a | 1900-12-31T23:59:59 | Submitted:Submitted for Approval | Component | Concrete Round1:300mm:662416 | New Construction | n/a | n/a | Phasing | n/a | n/a
Enable Analytical Model | n/a | 1900-12-31T23:59:59 | Submitted:Submitted for Approval | Component | Concrete Round1:300mm:662416 | TRUE | n/a | n/a | Structural | n/a | n/a | n/a
Rebar Cover - Bottom Face | n/a | 1900-12-31T23:59:59 | Submitted:Submitted for Approval | Component | Concrete Round1:300mm:662416 | Rebar Cover Settings: Rebar Cover 1 | n/a | n/a | Structural | n/a | n/a
Rebar Cover - Other Faces | n/a | 1900-12-31T23:59:59 | Submitted:Submitted for Approval | Component | Concrete Round1:300mm:662416 | Rebar Cover Settings: Rebar Cover 1 | n/a | n/a | Structural | n/a | n/a
b | n/a | 1900-12-31T23:59:59 | Submitted:Submitted for Approval | Type | 300mm | 300 | n/a | n/a | Dimensions | n/a | n/a | n/a
Assembly Code | n/a | 1900-12-31T23:59:59 | Submitted:Submitted for Approval | Type | 300mm |  | n/a | n/a | Identity Data | n/a | n/a
Assembly Description | n/a | 1900-12-31T23:59:59 | Submitted:Submitted for Approval | Type | 300mm |  | n/a | n/a | Identity Data | n/a | n/a
Keynote | n/a | 1900-12-31T23:59:59 | Submitted:Submitted for Approval | Type | 300mm | E | n/a | n/a | Identity Data | n/a | n/a
OmniClass Number | n/a | 1900-12-31T23:59:59 | Submitted:Submitted for Approval | Type | 300mm |  | n/a | n/a | Identity Data | n/a | n/a
OmniClass Title | n/a | 1900-12-31T23:59:59 | Submitted:Submitted for Approval | Type | 300mm |  | n/a | n/a | Identity Data | n/a | n/a
Reference | n/a | 1900-12-31T23:59:59 | Submitted:Submitted for Approval | Component | Concrete Round1:300mm:662418 | 300mm | n/a | n/a | Pset_ColumnCommon | n/a | n/a
LoadBearing | n/a | 1900-12-31T23:59:59 | Submitted:Submitted for Approval | Component | Concrete Round1:300mm:662418 | TRUE | n/a | n/a | Pset_ColumnCommon | n/a | n/a | n/a
IsExternal | n/a | 1900-12-31T23:59:59 | Submitted:Submitted for Approval | Component | Concrete Round1:300mm:662418 | n/a | n/a | n/a | Pset_ColumnCommon | n/a | n/a | n/a
Base Level | n/a | 1900-12-31T23:59:59 | Submitted:Submitted for Approval | Component | Concrete Round1:300mm:662418 | Level: High Tide | n/a | n/a | Constraints | n/a | n/a
Base Offset | n/a | 1900-12-31T23:59:59 | Submitted:Submitted for Approval | Component | Concrete Round1:300mm:662418 | -2110.1283 | n/a | n/a | Constraints | n/a | n/a | n/a
Column Location Mark | n/a | 1900-12-31T23:59:59 | Submitted:Submitted for Approval | Component | Concrete Round1:300mm:662418 | G(-343)-9(-508) | n/a | n/a | Constraints | n/a | n/a
Column Style | n/a | 1900-12-31T23:59:59 | Submitted:Submitted for Approval | Component | Concrete Round1:300mm:662418 | Vertical | n/a | n/a | Constraints | n/a | n/a
Moves With Grids | n/a | 1900-12-31T23:59:59 | Submitted:Submitted for Approval | Component | Concrete Round1:300mm:662418 | TRUE | n/a | n/a | Constraints | n/a | n/a | n/a
Room Bounding | n/a | 1900-12-31T23:59:59 | Submitted:Submitted for Approval | Component | Concrete Round1:300mm:662418 | TRUE | n/a | n/a | Constraints | n/a | n/a | n/a
Top Level | n/a | 1900-12-31T23:59:59 | Submitted:Submitted for Approval | Component | Concrete Round1:300mm:662418 | Level: Lower Roof - Slab Level | n/a | n/a | Constraints | n/a | n/a
Top Offset | n/a | 1900-12-31T23:59:59 | Submitted:Submitted for Approval | Component | Concrete Round1:300mm:662418 | -3200.1283 | n/a | n/a | Constraints | n/a | n/a | n/a
Volume | n/a | 1900-12-31T23:59:59 | Submitted:Submitted for Approval | Component | Concrete Round1:300mm:662418 | 0.23323 | n/a | n/a | Dimensions | n/a | n/a | n/a
Structural Material | n/a | 1900-12-31T23:59:59 | Submitted:Submitted for Approval | Component | Concrete Round1:300mm:662418 | Concrete - Cast-in-Place Concrete | n/a | n/a | Materials and Finishes | n/a | n/a
Phase Created | n/a | 1900-12-31T23:59:59 | Submitted:Submitted for Approval | Component | Concrete Round1:300mm:662418 | New Construction | n/a | n/a | Phasing | n/a | n/a
Enable Analytical Model | n/a | 1900-12-31T23:59:59 | Submitted:Submitted for Approval | Component | Concrete Round1:300mm:662418 | TRUE | n/a | n/a | Structural | n/a | n/a | n/a
Rebar Cover - Bottom Face | n/a | 1900-12-31T23:59:59 | Submitted:Submitted for Approval | Component | Concrete Round1:300mm:662418 | Rebar Cover Settings: Rebar Cover 1 | n/a | n/a | Structural | n/a | n/a
Rebar Cover - Other Faces | n/a | 1900-12-31T23:59:59 | Submitted:Submitted for Approval | Component | Concrete Round1:300mm:662418 | Rebar Cover Settings: Rebar Cover 1 | n/a | n/a | Structural | n/a | n/a
b | n/a | 1900-12-31T23:59:59 | Submitted:Submitted for Approval | Type | 300mm | 300 | n/a | n/a | Dimensions | n/a | n/a | n/a
Assembly Code | n/a | 1900-12-31T23:59:59 | Submitted:Submitted for Approval | Type | 300mm |  | n/a | n/a | Identity Data | n/a | n/a
Assembly Description | n/a | 1900-12-31T23:59:59 | Submitted:Submitted for Approval | Type | 300mm |  | n/a | n/a | Identity Data | n/a | n/a
Keynote | n/a | 1900-12-31T23:59:59 | Submitted:Submitted for Approval | Type | 300mm | E | n/a | n/a | Identity Data | n/a | n/a
OmniClass Number | n/a | 1900-12-31T23:59:59 | Submitted:Submitted for Approval | Type | 300mm |  | n/a | n/a | Identity Data | n/a | n/a
OmniClass Title | n/a | 1900-12-31T23:59:59 | Submitted:Submitted for Approval | Type | 300mm |  | n/a | n/a | Identity Data | n/a | n/a
Reference | n/a | 1900-12-31T23:59:59 | Submitted:Submitted for Approval | Component | Concrete Round1:300mm:662420 | 300mm | n/a | n/a | Pset_ColumnCommon | n/a | n/a
LoadBearing | n/a | 1900-12-31T23:59:59 | Submitted:Submitted for Approval | Component | Concrete Round1:300mm:662420 | TRUE | n/a | n/a | Pset_ColumnCommon | n/a | n/a | n/a
IsExternal | n/a | 1900-12-31T23:59:59 | Submitted:Submitted for Approval | Component | Concrete Round1:300mm:662420 | n/a | n/a | n/a | Pset_ColumnCommon | n/a | n/a | n/a
Base Level | n/a | 1900-12-31T23:59:59 | Submitted:Submitted for Approval | Component | Concrete Round1:300mm:662420 | Level: High Tide | n/a | n/a | Constraints | n/a | n/a
Base Offset | n/a | 1900-12-31T23:59:59 | Submitted:Submitted for Approval | Component | Concrete Round1:300mm:662420 | -2110.1283 | n/a | n/a | Constraints | n/a | n/a | n/a
Column Location Mark | n/a | 1900-12-31T23:59:59 | Submitted:Submitted for Approval | Component | Concrete Round1:300mm:662420 | E(-498)-8(485) | n/a | n/a | Constraints | n/a | n/a
Column Style | n/a | 1900-12-31T23:59:59 | Submitted:Submitted for Approval | Component | Concrete Round1:300mm:662420 | Vertical | n/a | n/a | Constraints | n/a | n/a
Moves With Grids | n/a | 1900-12-31T23:59:59 | Submitted:Submitted for Approval | Component | Concrete Round1:300mm:662420 | TRUE | n/a | n/a | Constraints | n/a | n/a | n/a
Room Bounding | n/a | 1900-12-31T23:59:59 | Submitted:Submitted for Approval | Component | Concrete Round1:300mm:662420 | TRUE | n/a | n/a | Constraints | n/a | n/a | n/a
Top Level | n/a | 1900-12-31T23:59:59 | Submitted:Submitted for Approval | Component | Concrete Round1:300mm:662420 | Level: Lower Roof - Slab Level | n/a | n/a | Constraints | n/a | n/a
Top Offset | n/a | 1900-12-31T23:59:59 | Submitted:Submitted for Approval | Component | Concrete Round1:300mm:662420 | -3200.1283 | n/a | n/a | Constraints | n/a | n/a | n/a
Volume | n/a | 1900-12-31T23:59:59 | Submitted:Submitted for Approval | Component | Concrete Round1:300mm:662420 | 0.23325 | n/a | n/a | Dimensions | n/a | n/a | n/a
Structural Material | n/a | 1900-12-31T23:59:59 | Submitted:Submitted for Approval | Component | Concrete Round1:300mm:662420 | Concrete - Cast-in-Place Concrete | n/a | n/a | Materials and Finishes | n/a | n/a
Phase Created | n/a | 1900-12-31T23:59:59 | Submitted:Submitted for Approval | Component | Concrete Round1:300mm:662420 | New Construction | n/a | n/a | Phasing | n/a | n/a
Enable Analytical Model | n/a | 1900-12-31T23:59:59 | Submitted:Submitted for Approval | Component | Concrete Round1:300mm:662420 | TRUE | n/a | n/a | Structural | n/a | n/a | n/a
Rebar Cover - Bottom Face | n/a | 1900-12-31T23:59:59 | Submitted:Submitted for Approval | Component | Concrete Round1:300mm:662420 | Rebar Cover Settings: Rebar Cover 1 | n/a | n/a | Structural | n/a | n/a
Rebar Cover - Other Faces | n/a | 1900-12-31T23:59:59 | Submitted:Submitted for Approval | Component | Concrete Round1:300mm:662420 | Rebar Cover Settings: Rebar Cover 1 | n/a | n/a | Structural | n/a | n/a
b | n/a | 1900-12-31T23:59:59 | Submitted:Submitted for Approval | Type | 300mm | 300 | n/a | n/a | Dimensions | n/a | n/a | n/a
Assembly Code | n/a | 1900-12-31T23:59:59 | Submitted:Submitted for Approval | Type | 300mm |  | n/a | n/a | Identity Data | n/a | n/a
Assembly Description | n/a | 1900-12-31T23:59:59 | Submitted:Submitted for Approval | Type | 300mm |  | n/a | n/a | Identity Data | n/a | n/a
Keynote | n/a | 1900-12-31T23:59:59 | Submitted:Submitted for Approval | Type | 300mm | E | n/a | n/a | Identity Data | n/a | n/a
OmniClass Number | n/a | 1900-12-31T23:59:59 | Submitted:Submitted for Approval | Type | 300mm |  | n/a | n/a | Identity Data | n/a | n/a
OmniClass Title | n/a | 1900-12-31T23:59:59 | Submitted:Submitted for Approval | Type | 300mm |  | n/a | n/a | Identity Data | n/a | n/a
Reference | n/a | 1900-12-31T23:59:59 | Submitted:Submitted for Approval | Component | Concrete Round1:300mm:662422 | 300mm | n/a | n/a | Pset_ColumnCommon | n/a | n/a
LoadBearing | n/a | 1900-12-31T23:59:59 | Submitted:Submitted for Approval | Component | Concrete Round1:300mm:662422 | TRUE | n/a | n/a | Pset_ColumnCommon | n/a | n/a | n/a
IsExternal | n/a | 1900-12-31T23:59:59 | Submitted:Submitted for Approval | Component | Concrete Round1:300mm:662422 | n/a | n/a | n/a | Pset_ColumnCommon | n/a | n/a | n/a
Base Level | n/a | 1900-12-31T23:59:59 | Submitted:Submitted for Approval | Component | Concrete Round1:300mm:662422 | Level: High Tide | n/a | n/a | Constraints | n/a | n/a
Base Offset | n/a | 1900-12-31T23:59:59 | Submitted:Submitted for Approval | Component | Concrete Round1:300mm:662422 | -2110.1283 | n/a | n/a | Constraints | n/a | n/a | n/a
Column Location Mark | n/a | 1900-12-31T23:59:59 | Submitted:Submitted for Approval | Component | Concrete Round1:300mm:662422 | F(891)-8(-164) | n/a | n/a | Constraints | n/a | n/a
Column Style | n/a | 1900-12-31T23:59:59 | Submitted:Submitted for Approval | Component | Concrete Round1:300mm:662422 | Vertical | n/a | n/a | Constraints | n/a | n/a
Moves With Grids | n/a | 1900-12-31T23:59:59 | Submitted:Submitted for Approval | Component | Concrete Round1:300mm:662422 | TRUE | n/a | n/a | Constraints | n/a | n/a | n/a
Room Bounding | n/a | 1900-12-31T23:59:59 | Submitted:Submitted for Approval | Component | Concrete Round1:300mm:662422 | TRUE | n/a | n/a | Constraints | n/a | n/a | n/a
Top Level | n/a | 1900-12-31T23:59:59 | Submitted:Submitted for Approval | Component | Concrete Round1:300mm:662422 | Level: Lower Roof - Slab Level | n/a | n/a | Constraints | n/a | n/a
Top Offset | n/a | 1900-12-31T23:59:59 | Submitted:Submitted for Approval | Component | Concrete Round1:300mm:662422 | -3200.1283 | n/a | n/a | Constraints | n/a | n/a | n/a
Volume | n/a | 1900-12-31T23:59:59 | Submitted:Submitted for Approval | Component | Concrete Round1:300mm:662422 | 0.23325 | n/a | n/a | Dimensions | n/a | n/a | n/a
Structural Material | n/a | 1900-12-31T23:59:59 | Submitted:Submitted for Approval | Component | Concrete Round1:300mm:662422 | Concrete - Cast-in-Place Concrete | n/a | n/a | Materials and Finishes | n/a | n/a
Phase Created | n/a | 1900-12-31T23:59:59 | Submitted:Submitted for Approval | Component | Concrete Round1:300mm:662422 | New Construction | n/a | n/a | Phasing | n/a | n/a
Enable Analytical Model | n/a | 1900-12-31T23:59:59 | Submitted:Submitted for Approval | Component | Concrete Round1:300mm:662422 | TRUE | n/a | n/a | Structural | n/a | n/a | n/a
Rebar Cover - Bottom Face | n/a | 1900-12-31T23:59:59 | Submitted:Submitted for Approval | Component | Concrete Round1:300mm:662422 | Rebar Cover Settings: Rebar Cover 1 | n/a | n/a | Structural | n/a | n/a
Rebar Cover - Other Faces | n/a | 1900-12-31T23:59:59 | Submitted:Submitted for Approval | Component | Concrete Round1:300mm:662422 | Rebar Cover Settings: Rebar Cover 1 | n/a | n/a | Structural | n/a | n/a
b | n/a | 1900-12-31T23:59:59 | Submitted:Submitted for Approval | Type | 300mm | 300 | n/a | n/a | Dimensions | n/a | n/a | n/a
Assembly Code | n/a | 1900-12-31T23:59:59 | Submitted:Submitted for Approval | Type | 300mm |  | n/a | n/a | Identity Data | n/a | n/a
Assembly Description | n/a | 1900-12-31T23:59:59 | Submitted:Submitted for Approval | Type | 300mm |  | n/a | n/a | Identity Data | n/a | n/a
Keynote | n/a | 1900-12-31T23:59:59 | Submitted:Submitted for Approval | Type | 300mm | E | n/a | n/a | Identity Data | n/a | n/a
OmniClass Number | n/a | 1900-12-31T23:59:59 | Submitted:Submitted for Approval | Type | 300mm |  | n/a | n/a | Identity Data | n/a | n/a
OmniClass Title | n/a | 1900-12-31T23:59:59 | Submitted:Submitted for Approval | Type | 300mm |  | n/a | n/a | Identity Data | n/a | n/a
Reference | n/a | 1900-12-31T23:59:59 | Submitted:Submitted for Approval | Component | Concrete Round1:300mm:662424 | 300mm | n/a | n/a | Pset_ColumnCommon | n/a | n/a
LoadBearing | n/a | 1900-12-31T23:59:59 | Submitted:Submitted for Approval | Component | Concrete Round1:300mm:662424 | TRUE | n/a | n/a | Pset_ColumnCommon | n/a | n/a | n/a
IsExternal | n/a | 1900-12-31T23:59:59 | Submitted:Submitted for Approval | Component | Concrete Round1:300mm:662424 | n/a | n/a | n/a | Pset_ColumnCommon | n/a | n/a | n/a
Base Level | n/a | 1900-12-31T23:59:59 | Submitted:Submitted for Approval | Component | Concrete Round1:300mm:662424 | Level: High Tide | n/a | n/a | Constraints | n/a | n/a
Base Offset | n/a | 1900-12-31T23:59:59 | Submitted:Submitted for Approval | Component | Concrete Round1:300mm:662424 | -2110.1283 | n/a | n/a | Constraints | n/a | n/a | n/a
Column Location Mark | n/a | 1900-12-31T23:59:59 | Submitted:Submitted for Approval | Component | Concrete Round1:300mm:662424 | H(913)-9(1464) | n/a | n/a | Constraints | n/a | n/a
Column Style | n/a | 1900-12-31T23:59:59 | Submitted:Submitted for Approval | Component | Concrete Round1:300mm:662424 | Vertical | n/a | n/a | Constraints | n/a | n/a
Moves With Grids | n/a | 1900-12-31T23:59:59 | Submitted:Submitted for Approval | Component | Concrete Round1:300mm:662424 | TRUE | n/a | n/a | Constraints | n/a | n/a | n/a
Room Bounding | n/a | 1900-12-31T23:59:59 | Submitted:Submitted for Approval | Component | Concrete Round1:300mm:662424 | TRUE | n/a | n/a | Constraints | n/a | n/a | n/a
Top Level | n/a | 1900-12-31T23:59:59 | Submitted:Submitted for Approval | Component | Concrete Round1:300mm:662424 | Level: Lower Roof - Slab Level | n/a | n/a | Constraints | n/a | n/a
Top Offset | n/a | 1900-12-31T23:59:59 | Submitted:Submitted for Approval | Component | Concrete Round1:300mm:662424 | -3200.1283 | n/a | n/a | Constraints | n/a | n/a | n/a
Volume | n/a | 1900-12-31T23:59:59 | Submitted:Submitted for Approval | Component | Concrete Round1:300mm:662424 | 0.23325 | n/a | n/a | Dimensions | n/a | n/a | n/a
Structural Material | n/a | 1900-12-31T23:59:59 | Submitted:Submitted for Approval | Component | Concrete Round1:300mm:662424 | Concrete - Cast-in-Place Concrete | n/a | n/a | Materials and Finishes | n/a | n/a
Phase Created | n/a | 1900-12-31T23:59:59 | Submitted:Submitted for Approval | Component | Concrete Round1:300mm:662424 | New Construction | n/a | n/a | Phasing | n/a | n/a
Enable Analytical Model | n/a | 1900-12-31T23:59:59 | Submitted:Submitted for Approval | Component | Concrete Round1:300mm:662424 | TRUE | n/a | n/a | Structural | n/a | n/a | n/a
Rebar Cover - Bottom Face | n/a | 1900-12-31T23:59:59 | Submitted:Submitted for Approval | Component | Concrete Round1:300mm:662424 | Rebar Cover Settings: Rebar Cover 1 | n/a | n/a | Structural | n/a | n/a
Rebar Cover - Other Faces | n/a | 1900-12-31T23:59:59 | Submitted:Submitted for Approval | Component | Concrete Round1:300mm:662424 | Rebar Cover Settings: Rebar Cover 1 | n/a | n/a | Structural | n/a | n/a
b | n/a | 1900-12-31T23:59:59 | Submitted:Submitted for Approval | Type | 300mm | 300 | n/a | n/a | Dimensions | n/a | n/a | n/a
Assembly Code | n/a | 1900-12-31T23:59:59 | Submitted:Submitted for Approval | Type | 300mm |  | n/a | n/a | Identity Data | n/a | n/a
Assembly Description | n/a | 1900-12-31T23:59:59 | Submitted:Submitted for Approval | Type | 300mm |  | n/a | n/a | Identity Data | n/a | n/a
Keynote | n/a | 1900-12-31T23:59:59 | Submitted:Submitted for Approval | Type | 300mm | E | n/a | n/a | Identity Data | n/a | n/a
OmniClass Number | n/a | 1900-12-31T23:59:59 | Submitted:Submitted for Approval | Type | 300mm |  | n/a | n/a | Identity Data | n/a | n/a
OmniClass Title | n/a | 1900-12-31T23:59:59 | Submitted:Submitted for Approval | Type | 300mm |  | n/a | n/a | Identity Data | n/a | n/a
Reference | n/a | 1900-12-31T23:59:59 | Submitted:Submitted for Approval | Component | Concrete Round1:300mm:662426 | 300mm | n/a | n/a | Pset_ColumnCommon | n/a | n/a
LoadBearing | n/a | 1900-12-31T23:59:59 | Submitted:Submitted for Approval | Component | Concrete Round1:300mm:662426 | TRUE | n/a | n/a | Pset_ColumnCommon | n/a | n/a | n/a
IsExternal | n/a | 1900-12-31T23:59:59 | Submitted:Submitted for Approval | Component | Concrete Round1:300mm:662426 | n/a | n/a | n/a | Pset_ColumnCommon | n/a | n/a | n/a
Base Level | n/a | 1900-12-31T23:59:59 | Submitted:Submitted for Approval | Component | Concrete Round1:300mm:662426 | Level: High Tide | n/a | n/a | Constraints | n/a | n/a
Base Offset | n/a | 1900-12-31T23:59:59 | Submitted:Submitted for Approval | Component | Concrete Round1:300mm:662426 | -2110.1283 | n/a | n/a | Constraints | n/a | n/a | n/a
Column Location Mark | n/a | 1900-12-31T23:59:59 | Submitted:Submitted for Approval | Component | Concrete Round1:300mm:662426 | H(587)-9(518) | n/a | n/a | Constraints | n/a | n/a
Column Style | n/a | 1900-12-31T23:59:59 | Submitted:Submitted for Approval | Component | Concrete Round1:300mm:662426 | Vertical | n/a | n/a | Constraints | n/a | n/a
Moves With Grids | n/a | 1900-12-31T23:59:59 | Submitted:Submitted for Approval | Component | Concrete Round1:300mm:662426 | TRUE | n/a | n/a | Constraints | n/a | n/a | n/a
Room Bounding | n/a | 1900-12-31T23:59:59 | Submitted:Submitted for Approval | Component | Concrete Round1:300mm:662426 | TRUE | n/a | n/a | Constraints | n/a | n/a | n/a
Top Level | n/a | 1900-12-31T23:59:59 | Submitted:Submitted for Approval | Component | Concrete Round1:300mm:662426 | Level: Lower Roof - Slab Level | n/a | n/a | Constraints | n/a | n/a
Top Offset | n/a | 1900-12-31T23:59:59 | Submitted:Submitted for Approval | Component | Concrete Round1:300mm:662426 | -3200.1283 | n/a | n/a | Constraints | n/a | n/a | n/a
Volume | n/a | 1900-12-31T23:59:59 | Submitted:Submitted for Approval | Component | Concrete Round1:300mm:662426 | 0.23325 | n/a | n/a | Dimensions | n/a | n/a | n/a
Structural Material | n/a | 1900-12-31T23:59:59 | Submitted:Submitted for Approval | Component | Concrete Round1:300mm:662426 | Concrete - Cast-in-Place Concrete | n/a | n/a | Materials and Finishes | n/a | n/a
Phase Created | n/a | 1900-12-31T23:59:59 | Submitted:Submitted for Approval | Component | Concrete Round1:300mm:662426 | New Construction | n/a | n/a | Phasing | n/a | n/a
Enable Analytical Model | n/a | 1900-12-31T23:59:59 | Submitted:Submitted for Approval | Component | Concrete Round1:300mm:662426 | TRUE | n/a | n/a | Structural | n/a | n/a | n/a
Rebar Cover - Bottom Face | n/a | 1900-12-31T23:59:59 | Submitted:Submitted for Approval | Component | Concrete Round1:300mm:662426 | Rebar Cover Settings: Rebar Cover 1 | n/a | n/a | Structural | n/a | n/a
Rebar Cover - Other Faces | n/a | 1900-12-31T23:59:59 | Submitted:Submitted for Approval | Component | Concrete Round1:300mm:662426 | Rebar Cover Settings: Rebar Cover 1 | n/a | n/a | Structural | n/a | n/a
b | n/a | 1900-12-31T23:59:59 | Submitted:Submitted for Approval | Type | 300mm | 300 | n/a | n/a | Dimensions | n/a | n/a | n/a
Assembly Code | n/a | 1900-12-31T23:59:59 | Submitted:Submitted for Approval | Type | 300mm |  | n/a | n/a | Identity Data | n/a | n/a
Assembly Description | n/a | 1900-12-31T23:59:59 | Submitted:Submitted for Approval | Type | 300mm |  | n/a | n/a | Identity Data | n/a | n/a
Keynote | n/a | 1900-12-31T23:59:59 | Submitted:Submitted for Approval | Type | 300mm | E | n/a | n/a | Identity Data | n/a | n/a
OmniClass Number | n/a | 1900-12-31T23:59:59 | Submitted:Submitted for Approval | Type | 300mm |  | n/a | n/a | Identity Data | n/a | n/a
OmniClass Title | n/a | 1900-12-31T23:59:59 | Submitted:Submitted for Approval | Type | 300mm |  | n/a | n/a | Identity Data | n/a | n/a
Reference | n/a | 1900-12-31T23:59:59 | Submitted:Submitted for Approval | Component | Concrete Round1:300mm:662429 | 300mm | n/a | n/a | Pset_ColumnCommon | n/a | n/a
LoadBearing | n/a | 1900-12-31T23:59:59 | Submitted:Submitted for Approval | Component | Concrete Round1:300mm:662429 | TRUE | n/a | n/a | Pset_ColumnCommon | n/a | n/a | n/a
IsExternal | n/a | 1900-12-31T23:59:59 | Submitted:Submitted for Approval | Component | Concrete Round1:300mm:662429 | n/a | n/a | n/a | Pset_ColumnCommon | n/a | n/a | n/a
Base Level | n/a | 1900-12-31T23:59:59 | Submitted:Submitted for Approval | Component | Concrete Round1:300mm:662429 | Level: High Tide | n/a | n/a | Constraints | n/a | n/a
Base Offset | n/a | 1900-12-31T23:59:59 | Submitted:Submitted for Approval | Component | Concrete Round1:300mm:662429 | -2110.1283 | n/a | n/a | Constraints | n/a | n/a | n/a
Column Location Mark | n/a | 1900-12-31T23:59:59 | Submitted:Submitted for Approval | Component | Concrete Round1:300mm:662429 | I(868)-10(-1330) | n/a | n/a | Constraints | n/a | n/a
Column Style | n/a | 1900-12-31T23:59:59 | Submitted:Submitted for Approval | Component | Concrete Round1:300mm:662429 | Vertical | n/a | n/a | Constraints | n/a | n/a
Moves With Grids | n/a | 1900-12-31T23:59:59 | Submitted:Submitted for Approval | Component | Concrete Round1:300mm:662429 | TRUE | n/a | n/a | Constraints | n/a | n/a | n/a
Room Bounding | n/a | 1900-12-31T23:59:59 | Submitted:Submitted for Approval | Component | Concrete Round1:300mm:662429 | TRUE | n/a | n/a | Constraints | n/a | n/a | n/a
Top Level | n/a | 1900-12-31T23:59:59 | Submitted:Submitted for Approval | Component | Concrete Round1:300mm:662429 | Level: Lower Roof - Slab Level | n/a | n/a | Constraints | n/a | n/a
Top Offset | n/a | 1900-12-31T23:59:59 | Submitted:Submitted for Approval | Component | Concrete Round1:300mm:662429 | -3200.1283 | n/a | n/a | Constraints | n/a | n/a | n/a
Volume | n/a | 1900-12-31T23:59:59 | Submitted:Submitted for Approval | Component | Concrete Round1:300mm:662429 | 0.23325 | n/a | n/a | Dimensions | n/a | n/a | n/a
Structural Material | n/a | 1900-12-31T23:59:59 | Submitted:Submitted for Approval | Component | Concrete Round1:300mm:662429 | Concrete - Cast-in-Place Concrete | n/a | n/a | Materials and Finishes | n/a | n/a
Phase Created | n/a | 1900-12-31T23:59:59 | Submitted:Submitted for Approval | Component | Concrete Round1:300mm:662429 | New Construction | n/a | n/a | Phasing | n/a | n/a
Enable Analytical Model | n/a | 1900-12-31T23:59:59 | Submitted:Submitted for Approval | Component | Concrete Round1:300mm:662429 | TRUE | n/a | n/a | Structural | n/a | n/a | n/a
Rebar Cover - Bottom Face | n/a | 1900-12-31T23:59:59 | Submitted:Submitted for Approval | Component | Concrete Round1:300mm:662429 | Rebar Cover Settings: Rebar Cover 1 | n/a | n/a | Structural | n/a | n/a
Rebar Cover - Other Faces | n/a | 1900-12-31T23:59:59 | Submitted:Submitted for Approval | Component | Concrete Round1:300mm:662429 | Rebar Cover Settings: Rebar Cover 1 | n/a | n/a | Structural | n/a | n/a
b | n/a | 1900-12-31T23:59:59 | Submitted:Submitted for Approval | Type | 300mm | 300 | n/a | n/a | Dimensions | n/a | n/a | n/a
Assembly Code | n/a | 1900-12-31T23:59:59 | Submitted:Submitted for Approval | Type | 300mm |  | n/a | n/a | Identity Data | n/a | n/a
Assembly Description | n/a | 1900-12-31T23:59:59 | Submitted:Submitted for Approval | Type | 300mm |  | n/a | n/a | Identity Data | n/a | n/a
Keynote | n/a | 1900-12-31T23:59:59 | Submitted:Submitted for Approval | Type | 300mm | E | n/a | n/a | Identity Data | n/a | n/a
OmniClass Number | n/a | 1900-12-31T23:59:59 | Submitted:Submitted for Approval | Type | 300mm |  | n/a | n/a | Identity Data | n/a | n/a
OmniClass Title | n/a | 1900-12-31T23:59:59 | Submitted:Submitted for Approval | Type | 300mm |  | n/a | n/a | Identity Data | n/a | n/a
Reference | n/a | 1900-12-31T23:59:59 | Submitted:Submitted for Approval | Component | Concrete Round1:300mm:662431 | 300mm | n/a | n/a | Pset_ColumnCommon | n/a | n/a
LoadBearing | n/a | 1900-12-31T23:59:59 | Submitted:Submitted for Approval | Component | Concrete Round1:300mm:662431 | TRUE | n/a | n/a | Pset_ColumnCommon | n/a | n/a | n/a
IsExternal | n/a | 1900-12-31T23:59:59 | Submitted:Submitted for Approval | Component | Concrete Round1:300mm:662431 | n/a | n/a | n/a | Pset_ColumnCommon | n/a | n/a | n/a
Base Level | n/a | 1900-12-31T23:59:59 | Submitted:Submitted for Approval | Component | Concrete Round1:300mm:662431 | Level: High Tide | n/a | n/a | Constraints | n/a | n/a
Base Offset | n/a | 1900-12-31T23:59:59 | Submitted:Submitted for Approval | Component | Concrete Round1:300mm:662431 | -2110.1283 | n/a | n/a | Constraints | n/a | n/a | n/a
Column Location Mark | n/a | 1900-12-31T23:59:59 | Submitted:Submitted for Approval | Component | Concrete Round1:300mm:662431 | I(542)-9(1545) | n/a | n/a | Constraints | n/a | n/a
Column Style | n/a | 1900-12-31T23:59:59 | Submitted:Submitted for Approval | Component | Concrete Round1:300mm:662431 | Vertical | n/a | n/a | Constraints | n/a | n/a
Moves With Grids | n/a | 1900-12-31T23:59:59 | Submitted:Submitted for Approval | Component | Concrete Round1:300mm:662431 | TRUE | n/a | n/a | Constraints | n/a | n/a | n/a
Room Bounding | n/a | 1900-12-31T23:59:59 | Submitted:Submitted for Approval | Component | Concrete Round1:300mm:662431 | TRUE | n/a | n/a | Constraints | n/a | n/a | n/a
Top Level | n/a | 1900-12-31T23:59:59 | Submitted:Submitted for Approval | Component | Concrete Round1:300mm:662431 | Level: Lower Roof - Slab Level | n/a | n/a | Constraints | n/a | n/a
Top Offset | n/a | 1900-12-31T23:59:59 | Submitted:Submitted for Approval | Component | Concrete Round1:300mm:662431 | -3200.1283 | n/a | n/a | Constraints | n/a | n/a | n/a
Volume | n/a | 1900-12-31T23:59:59 | Submitted:Submitted for Approval | Component | Concrete Round1:300mm:662431 | 0.23325 | n/a | n/a | Dimensions | n/a | n/a | n/a
Structural Material | n/a | 1900-12-31T23:59:59 | Submitted:Submitted for Approval | Component | Concrete Round1:300mm:662431 | Concrete - Cast-in-Place Concrete | n/a | n/a | Materials and Finishes | n/a | n/a
Phase Created | n/a | 1900-12-31T23:59:59 | Submitted:Submitted for Approval | Component | Concrete Round1:300mm:662431 | New Construction | n/a | n/a | Phasing | n/a | n/a
Enable Analytical Model | n/a | 1900-12-31T23:59:59 | Submitted:Submitted for Approval | Component | Concrete Round1:300mm:662431 | TRUE | n/a | n/a | Structural | n/a | n/a | n/a
Rebar Cover - Bottom Face | n/a | 1900-12-31T23:59:59 | Submitted:Submitted for Approval | Component | Concrete Round1:300mm:662431 | Rebar Cover Settings: Rebar Cover 1 | n/a | n/a | Structural | n/a | n/a
Rebar Cover - Other Faces | n/a | 1900-12-31T23:59:59 | Submitted:Submitted for Approval | Component | Concrete Round1:300mm:662431 | Rebar Cover Settings: Rebar Cover 1 | n/a | n/a | Structural | n/a | n/a
b | n/a | 1900-12-31T23:59:59 | Submitted:Submitted for Approval | Type | 300mm | 300 | n/a | n/a | Dimensions | n/a | n/a | n/a
Assembly Code | n/a | 1900-12-31T23:59:59 | Submitted:Submitted for Approval | Type | 300mm |  | n/a | n/a | Identity Data | n/a | n/a
Assembly Description | n/a | 1900-12-31T23:59:59 | Submitted:Submitted for Approval | Type | 300mm |  | n/a | n/a | Identity Data | n/a | n/a
Keynote | n/a | 1900-12-31T23:59:59 | Submitted:Submitted for Approval | Type | 300mm | E | n/a | n/a | Identity Data | n/a | n/a
OmniClass Number | n/a | 1900-12-31T23:59:59 | Submitted:Submitted for Approval | Type | 300mm |  | n/a | n/a | Identity Data | n/a | n/a
OmniClass Title | n/a | 1900-12-31T23:59:59 | Submitted:Submitted for Approval | Type | 300mm |  | n/a | n/a | Identity Data | n/a | n/a
Reference | n/a | 1900-12-31T23:59:59 | Submitted:Submitted for Approval | Component | Concrete Round1:300mm:662434 | 300mm | n/a | n/a | Pset_ColumnCommon | n/a | n/a
LoadBearing | n/a | 1900-12-31T23:59:59 | Submitted:Submitted for Approval | Component | Concrete Round1:300mm:662434 | TRUE | n/a | n/a | Pset_ColumnCommon | n/a | n/a | n/a
IsExternal | n/a | 1900-12-31T23:59:59 | Submitted:Submitted for Approval | Component | Concrete Round1:300mm:662434 | n/a | n/a | n/a | Pset_ColumnCommon | n/a | n/a | n/a
Base Level | n/a | 1900-12-31T23:59:59 | Submitted:Submitted for Approval | Component | Concrete Round1:300mm:662434 | Level: High Tide | n/a | n/a | Constraints | n/a | n/a
Base Offset | n/a | 1900-12-31T23:59:59 | Submitted:Submitted for Approval | Component | Concrete Round1:300mm:662434 | -2110.1283 | n/a | n/a | Constraints | n/a | n/a | n/a
Column Location Mark | n/a | 1900-12-31T23:59:59 | Submitted:Submitted for Approval | Component | Concrete Round1:300mm:662434 | I(-1951)-10(-304) | n/a | n/a | Constraints | n/a | n/a
Column Style | n/a | 1900-12-31T23:59:59 | Submitted:Submitted for Approval | Component | Concrete Round1:300mm:662434 | Vertical | n/a | n/a | Constraints | n/a | n/a
Moves With Grids | n/a | 1900-12-31T23:59:59 | Submitted:Submitted for Approval | Component | Concrete Round1:300mm:662434 | TRUE | n/a | n/a | Constraints | n/a | n/a | n/a
Room Bounding | n/a | 1900-12-31T23:59:59 | Submitted:Submitted for Approval | Component | Concrete Round1:300mm:662434 | TRUE | n/a | n/a | Constraints | n/a | n/a | n/a
Top Level | n/a | 1900-12-31T23:59:59 | Submitted:Submitted for Approval | Component | Concrete Round1:300mm:662434 | Level: Lower Roof - Slab Level | n/a | n/a | Constraints | n/a | n/a
Top Offset | n/a | 1900-12-31T23:59:59 | Submitted:Submitted for Approval | Component | Concrete Round1:300mm:662434 | -3200.1283 | n/a | n/a | Constraints | n/a | n/a | n/a
Volume | n/a | 1900-12-31T23:59:59 | Submitted:Submitted for Approval | Component | Concrete Round1:300mm:662434 | 0.23325 | n/a | n/a | Dimensions | n/a | n/a | n/a
Structural Material | n/a | 1900-12-31T23:59:59 | Submitted:Submitted for Approval | Component | Concrete Round1:300mm:662434 | Concrete - Cast-in-Place Concrete | n/a | n/a | Materials and Finishes | n/a | n/a
Phase Created | n/a | 1900-12-31T23:59:59 | Submitted:Submitted for Approval | Component | Concrete Round1:300mm:662434 | New Construction | n/a | n/a | Phasing | n/a | n/a
Enable Analytical Model | n/a | 1900-12-31T23:59:59 | Submitted:Submitted for Approval | Component | Concrete Round1:300mm:662434 | TRUE | n/a | n/a | Structural | n/a | n/a | n/a
Rebar Cover - Bottom Face | n/a | 1900-12-31T23:59:59 | Submitted:Submitted for Approval | Component | Concrete Round1:300mm:662434 | Rebar Cover Settings: Rebar Cover 1 | n/a | n/a | Structural | n/a | n/a
Rebar Cover - Other Faces | n/a | 1900-12-31T23:59:59 | Submitted:Submitted for Approval | Component | Concrete Round1:300mm:662434 | Rebar Cover Settings: Rebar Cover 1 | n/a | n/a | Structural | n/a | n/a
b | n/a | 1900-12-31T23:59:59 | Submitted:Submitted for Approval | Type | 300mm | 300 | n/a | n/a | Dimensions | n/a | n/a | n/a
Assembly Code | n/a | 1900-12-31T23:59:59 | Submitted:Submitted for Approval | Type | 300mm |  | n/a | n/a | Identity Data | n/a | n/a
Assembly Description | n/a | 1900-12-31T23:59:59 | Submitted:Submitted for Approval | Type | 300mm |  | n/a | n/a | Identity Data | n/a | n/a
Keynote | n/a | 1900-12-31T23:59:59 | Submitted:Submitted for Approval | Type | 300mm | E | n/a | n/a | Identity Data | n/a | n/a
OmniClass Number | n/a | 1900-12-31T23:59:59 | Submitted:Submitted for Approval | Type | 300mm |  | n/a | n/a | Identity Data | n/a | n/a
OmniClass Title | n/a | 1900-12-31T23:59:59 | Submitted:Submitted for Approval | Type | 300mm |  | n/a | n/a | Identity Data | n/a | n/a
Reference | n/a | 1900-12-31T23:59:59 | Submitted:Submitted for Approval | Component | Concrete Round1:300mm:662436 | 300mm | n/a | n/a | Pset_ColumnCommon | n/a | n/a
LoadBearing | n/a | 1900-12-31T23:59:59 | Submitted:Submitted for Approval | Component | Concrete Round1:300mm:662436 | TRUE | n/a | n/a | Pset_ColumnCommon | n/a | n/a | n/a
IsExternal | n/a | 1900-12-31T23:59:59 | Submitted:Submitted for Approval | Component | Concrete Round1:300mm:662436 | n/a | n/a | n/a | Pset_ColumnCommon | n/a | n/a | n/a
Base Level | n/a | 1900-12-31T23:59:59 | Submitted:Submitted for Approval | Component | Concrete Round1:300mm:662436 | Level: High Tide | n/a | n/a | Constraints | n/a | n/a
Base Offset | n/a | 1900-12-31T23:59:59 | Submitted:Submitted for Approval | Component | Concrete Round1:300mm:662436 | -2110.1283 | n/a | n/a | Constraints | n/a | n/a | n/a
Column Location Mark | n/a | 1900-12-31T23:59:59 | Submitted:Submitted for Approval | Component | Concrete Round1:300mm:662436 | I(-2277)-10(-1249) | n/a | n/a | Constraints | n/a | n/a
Column Style | n/a | 1900-12-31T23:59:59 | Submitted:Submitted for Approval | Component | Concrete Round1:300mm:662436 | Vertical | n/a | n/a | Constraints | n/a | n/a
Moves With Grids | n/a | 1900-12-31T23:59:59 | Submitted:Submitted for Approval | Component | Concrete Round1:300mm:662436 | TRUE | n/a | n/a | Constraints | n/a | n/a | n/a
Room Bounding | n/a | 1900-12-31T23:59:59 | Submitted:Submitted for Approval | Component | Concrete Round1:300mm:662436 | TRUE | n/a | n/a | Constraints | n/a | n/a | n/a
Top Level | n/a | 1900-12-31T23:59:59 | Submitted:Submitted for Approval | Component | Concrete Round1:300mm:662436 | Level: Lower Roof - Slab Level | n/a | n/a | Constraints | n/a | n/a
Top Offset | n/a | 1900-12-31T23:59:59 | Submitted:Submitted for Approval | Component | Concrete Round1:300mm:662436 | -3200.1283 | n/a | n/a | Constraints | n/a | n/a | n/a
Volume | n/a | 1900-12-31T23:59:59 | Submitted:Submitted for Approval | Component | Concrete Round1:300mm:662436 | 0.23325 | n/a | n/a | Dimensions | n/a | n/a | n/a
Structural Material | n/a | 1900-12-31T23:59:59 | Submitted:Submitted for Approval | Component | Concrete Round1:300mm:662436 | Concrete - Cast-in-Place Concrete | n/a | n/a | Materials and Finishes | n/a | n/a
Phase Created | n/a | 1900-12-31T23:59:59 | Submitted:Submitted for Approval | Component | Concrete Round1:300mm:662436 | New Construction | n/a | n/a | Phasing | n/a | n/a
Enable Analytical Model | n/a | 1900-12-31T23:59:59 | Submitted:Submitted for Approval | Component | Concrete Round1:300mm:662436 | TRUE | n/a | n/a | Structural | n/a | n/a | n/a
Rebar Cover - Bottom Face | n/a | 1900-12-31T23:59:59 | Submitted:Submitted for Approval | Component | Concrete Round1:300mm:662436 | Rebar Cover Settings: Rebar Cover 1 | n/a | n/a | Structural | n/a | n/a
Rebar Cover - Other Faces | n/a | 1900-12-31T23:59:59 | Submitted:Submitted for Approval | Component | Concrete Round1:300mm:662436 | Rebar Cover Settings: Rebar Cover 1 | n/a | n/a | Structural | n/a | n/a
b | n/a | 1900-12-31T23:59:59 | Submitted:Submitted for Approval | Type | 300mm | 300 | n/a | n/a | Dimensions | n/a | n/a | n/a
Assembly Code | n/a | 1900-12-31T23:59:59 | Submitted:Submitted for Approval | Type | 300mm |  | n/a | n/a | Identity Data | n/a | n/a
Assembly Description | n/a | 1900-12-31T23:59:59 | Submitted:Submitted for Approval | Type | 300mm |  | n/a | n/a | Identity Data | n/a | n/a
Keynote | n/a | 1900-12-31T23:59:59 | Submitted:Submitted for Approval | Type | 300mm | E | n/a | n/a | Identity Data | n/a | n/a
OmniClass Number | n/a | 1900-12-31T23:59:59 | Submitted:Submitted for Approval | Type | 300mm |  | n/a | n/a | Identity Data | n/a | n/a
OmniClass Title | n/a | 1900-12-31T23:59:59 | Submitted:Submitted for Approval | Type | 300mm |  | n/a | n/a | Identity Data | n/a | n/a
Reference | n/a | 1900-12-31T23:59:59 | Submitted:Submitted for Approval | Component | Concrete Round1:300mm:662441 | 300mm | n/a | n/a | Pset_ColumnCommon | n/a | n/a
LoadBearing | n/a | 1900-12-31T23:59:59 | Submitted:Submitted for Approval | Component | Concrete Round1:300mm:662441 | TRUE | n/a | n/a | Pset_ColumnCommon | n/a | n/a | n/a
IsExternal | n/a | 1900-12-31T23:59:59 | Submitted:Submitted for Approval | Component | Concrete Round1:300mm:662441 | n/a | n/a | n/a | Pset_ColumnCommon | n/a | n/a | n/a
Base Level | n/a | 1900-12-31T23:59:59 | Submitted:Submitted for Approval | Component | Concrete Round1:300mm:662441 | Level: High Tide | n/a | n/a | Constraints | n/a | n/a
Base Offset | n/a | 1900-12-31T23:59:59 | Submitted:Submitted for Approval | Component | Concrete Round1:300mm:662441 | -2110.1283 | n/a | n/a | Constraints | n/a | n/a | n/a
Column Location Mark | n/a | 1900-12-31T23:59:59 | Submitted:Submitted for Approval | Component | Concrete Round1:300mm:662441 | I(-2408)-7(-2300) | n/a | n/a | Constraints | n/a | n/a
Column Style | n/a | 1900-12-31T23:59:59 | Submitted:Submitted for Approval | Component | Concrete Round1:300mm:662441 | Vertical | n/a | n/a | Constraints | n/a | n/a
Moves With Grids | n/a | 1900-12-31T23:59:59 | Submitted:Submitted for Approval | Component | Concrete Round1:300mm:662441 | TRUE | n/a | n/a | Constraints | n/a | n/a | n/a
Room Bounding | n/a | 1900-12-31T23:59:59 | Submitted:Submitted for Approval | Component | Concrete Round1:300mm:662441 | TRUE | n/a | n/a | Constraints | n/a | n/a | n/a
Top Level | n/a | 1900-12-31T23:59:59 | Submitted:Submitted for Approval | Component | Concrete Round1:300mm:662441 | Level: Lower Roof - Slab Level | n/a | n/a | Constraints | n/a | n/a
Top Offset | n/a | 1900-12-31T23:59:59 | Submitted:Submitted for Approval | Component | Concrete Round1:300mm:662441 | -3200.1283 | n/a | n/a | Constraints | n/a | n/a | n/a
Volume | n/a | 1900-12-31T23:59:59 | Submitted:Submitted for Approval | Component | Concrete Round1:300mm:662441 | 0.23325 | n/a | n/a | Dimensions | n/a | n/a | n/a
Structural Material | n/a | 1900-12-31T23:59:59 | Submitted:Submitted for Approval | Component | Concrete Round1:300mm:662441 | Concrete - Cast-in-Place Concrete | n/a | n/a | Materials and Finishes | n/a | n/a
Phase Created | n/a | 1900-12-31T23:59:59 | Submitted:Submitted for Approval | Component | Concrete Round1:300mm:662441 | New Construction | n/a | n/a | Phasing | n/a | n/a
Enable Analytical Model | n/a | 1900-12-31T23:59:59 | Submitted:Submitted for Approval | Component | Concrete Round1:300mm:662441 | TRUE | n/a | n/a | Structural | n/a | n/a | n/a
Rebar Cover - Bottom Face | n/a | 1900-12-31T23:59:59 | Submitted:Submitted for Approval | Component | Concrete Round1:300mm:662441 | Rebar Cover Settings: Rebar Cover 1 | n/a | n/a | Structural | n/a | n/a
Rebar Cover - Other Faces | n/a | 1900-12-31T23:59:59 | Submitted:Submitted for Approval | Component | Concrete Round1:300mm:662441 | Rebar Cover Settings: Rebar Cover 1 | n/a | n/a | Structural | n/a | n/a
b | n/a | 1900-12-31T23:59:59 | Submitted:Submitted for Approval | Type | 300mm | 300 | n/a | n/a | Dimensions | n/a | n/a | n/a
Assembly Code | n/a | 1900-12-31T23:59:59 | Submitted:Submitted for Approval | Type | 300mm |  | n/a | n/a | Identity Data | n/a | n/a
Assembly Description | n/a | 1900-12-31T23:59:59 | Submitted:Submitted for Approval | Type | 300mm |  | n/a | n/a | Identity Data | n/a | n/a
Keynote | n/a | 1900-12-31T23:59:59 | Submitted:Submitted for Approval | Type | 300mm | E | n/a | n/a | Identity Data | n/a | n/a
OmniClass Number | n/a | 1900-12-31T23:59:59 | Submitted:Submitted for Approval | Type | 300mm |  | n/a | n/a | Identity Data | n/a | n/a
OmniClass Title | n/a | 1900-12-31T23:59:59 | Submitted:Submitted for Approval | Type | 300mm |  | n/a | n/a | Identity Data | n/a | n/a
Reference | n/a | 1900-12-31T23:59:59 | Submitted:Submitted for Approval | Component | Concrete Round1:300mm:662443 | 300mm | n/a | n/a | Pset_ColumnCommon | n/a | n/a
LoadBearing | n/a | 1900-12-31T23:59:59 | Submitted:Submitted for Approval | Component | Concrete Round1:300mm:662443 | TRUE | n/a | n/a | Pset_ColumnCommon | n/a | n/a | n/a
IsExternal | n/a | 1900-12-31T23:59:59 | Submitted:Submitted for Approval | Component | Concrete Round1:300mm:662443 | n/a | n/a | n/a | Pset_ColumnCommon | n/a | n/a | n/a
Base Level | n/a | 1900-12-31T23:59:59 | Submitted:Submitted for Approval | Component | Concrete Round1:300mm:662443 | Level: High Tide | n/a | n/a | Constraints | n/a | n/a
Base Offset | n/a | 1900-12-31T23:59:59 | Submitted:Submitted for Approval | Component | Concrete Round1:300mm:662443 | -2110.1283 | n/a | n/a | Constraints | n/a | n/a | n/a
Column Location Mark | n/a | 1900-12-31T23:59:59 | Submitted:Submitted for Approval | Component | Concrete Round1:300mm:662443 | I(-2408)-6(600) | n/a | n/a | Constraints | n/a | n/a
Column Style | n/a | 1900-12-31T23:59:59 | Submitted:Submitted for Approval | Component | Concrete Round1:300mm:662443 | Vertical | n/a | n/a | Constraints | n/a | n/a
Moves With Grids | n/a | 1900-12-31T23:59:59 | Submitted:Submitted for Approval | Component | Concrete Round1:300mm:662443 | TRUE | n/a | n/a | Constraints | n/a | n/a | n/a
Room Bounding | n/a | 1900-12-31T23:59:59 | Submitted:Submitted for Approval | Component | Concrete Round1:300mm:662443 | TRUE | n/a | n/a | Constraints | n/a | n/a | n/a
Top Level | n/a | 1900-12-31T23:59:59 | Submitted:Submitted for Approval | Component | Concrete Round1:300mm:662443 | Level: Lower Roof - Slab Level | n/a | n/a | Constraints | n/a | n/a
Top Offset | n/a | 1900-12-31T23:59:59 | Submitted:Submitted for Approval | Component | Concrete Round1:300mm:662443 | -3200.1283 | n/a | n/a | Constraints | n/a | n/a | n/a
Volume | n/a | 1900-12-31T23:59:59 | Submitted:Submitted for Approval | Component | Concrete Round1:300mm:662443 | 0.23325 | n/a | n/a | Dimensions | n/a | n/a | n/a
Structural Material | n/a | 1900-12-31T23:59:59 | Submitted:Submitted for Approval | Component | Concrete Round1:300mm:662443 | Concrete - Cast-in-Place Concrete | n/a | n/a | Materials and Finishes | n/a | n/a
Phase Created | n/a | 1900-12-31T23:59:59 | Submitted:Submitted for Approval | Component | Concrete Round1:300mm:662443 | New Construction | n/a | n/a | Phasing | n/a | n/a
Enable Analytical Model | n/a | 1900-12-31T23:59:59 | Submitted:Submitted for Approval | Component | Concrete Round1:300mm:662443 | TRUE | n/a | n/a | Structural | n/a | n/a | n/a
Rebar Cover - Bottom Face | n/a | 1900-12-31T23:59:59 | Submitted:Submitted for Approval | Component | Concrete Round1:300mm:662443 | Rebar Cover Settings: Rebar Cover 1 | n/a | n/a | Structural | n/a | n/a
Rebar Cover - Other Faces | n/a | 1900-12-31T23:59:59 | Submitted:Submitted for Approval | Component | Concrete Round1:300mm:662443 | Rebar Cover Settings: Rebar Cover 1 | n/a | n/a | Structural | n/a | n/a
Height | n/a | 1900-12-31T23:59:59 | Submitted:Submitted for Approval | Type | Sycamore - 17.7 Meters | 17700 | n/a | n/a | Dimensions | n/a | n/a | n/a
Assembly Code | n/a | 1900-12-31T23:59:59 | Submitted:Submitted for Approval | Type | Sycamore - 17.7 Meters |  | n/a | n/a | Identity Data | n/a | n/a
Assembly Description | n/a | 1900-12-31T23:59:59 | Submitted:Submitted for Approval | Type | Sycamore - 17.7 Meters |  | n/a | n/a | Identity Data | n/a | n/a
OmniClass Number | n/a | 1900-12-31T23:59:59 | Submitted:Submitted for Approval | Type | Sycamore - 17.7 Meters |  | n/a | n/a | Identity Data | n/a | n/a
OmniClass Title | n/a | 1900-12-31T23:59:59 | Submitted:Submitted for Approval | Type | Sycamore - 17.7 Meters |  | n/a | n/a | Identity Data | n/a | n/a
Render Appearance | n/a | 1900-12-31T23:59:59 | Submitted:Submitted for Approval | Type | Sycamore - 17.7 Meters | RPC-16-G0VS-NDQ0-MUDG-8000-ST1L-LVER-AU | n/a | n/a | Identity Data | n/a | n/a
Render Appearance Properties | n/a | 1900-12-31T23:59:59 | Submitted:Submitted for Approval | Type | Sycamore - 17.7 Meters | {2, 15},{39, RPC-16-G0VS-NDQ0-MUDG-8000-ST1L-LVER-AU},{1, 0},{1, 0},{2, 13},{1, 8},{5, Color},{1, 0},{1, 0},{3, 0.8},{3, 0.8},{3, 0.8},{1, 8},{7, BBoxMin},{1, 0},{1, 0},{1, 0},{1, 0},{1, 0},{1, 8},{7, BBoxMax},{1, 0},{1, 0},{1, 0},{1, 0},{1, 0},{2, 11},{9, RPCTypeId},{1, 0},{1, 0},{39, RPC-16-G0VS-NDQ0-MUDG-8000-ST1L-LVER-AU},{1, 6},{14, RPCPlantHeight},{1, 0},{1, 0},{7, 58.0709},{2, 11},{7, keyword},{1, 0},{1, 0},{39, :RPCs:Fall Trees [General]:Geometry:RPC},{2, 11},{8, category},{1, 0},{1, 0},{20, Fall Trees [General]},{2, 11},{12, LocalizedUID},{1, 0},{1, 0},{15, Sycamore [Fall]},{2, 14},{6, Height},{1, 0},{1, 0},{7, 58.0709},{1, 2},{16, Cast Reflections},{1, 0},{1, 0},{1, 0},{1, 2},{12, Cast Shadows},{1, 0},{1, 0},{1, 1},{1, 2},{9, Lock View},{1, 0},{1, 0},{1, 0},{1, 4},{5, ViewC},{1, 0},{1, 0},{1, 0},{21, assetlibrary_base.fbx},{1, 5}, | n/a | n/a | Identity Data | n/a | n/a
Type Comments | n/a | 1900-12-31T23:59:59 | Submitted:Submitted for Approval | Type | Sycamore - 17.7 Meters | Sycamore | n/a | n/a | Identity Data | n/a | n/a
Reference | n/a | 1900-12-31T23:59:59 | Submitted:Submitted for Approval | Component | RPC Tree - Fall:Sycamore - 17.7 Meters:662504 | Sycamore - 17.7 Meters | n/a | n/a | Pset_BuildingElementProxyCommon | n/a | n/a
Host | n/a | 1900-12-31T23:59:59 | Submitted:Submitted for Approval | Component | RPC Tree - Fall:Sycamore - 17.7 Meters:662504 | Surface | n/a | n/a | Constraints | n/a | n/a
Level | n/a | 1900-12-31T23:59:59 | Submitted:Submitted for Approval | Component | RPC Tree - Fall:Sycamore - 17.7 Meters:662504 | Level: High Tide | n/a | n/a | Constraints | n/a | n/a
Moves With Nearby Elements | n/a | 1900-12-31T23:59:59 | Submitted:Submitted for Approval | Component | RPC Tree - Fall:Sycamore - 17.7 Meters:662504 | n/a | n/a | n/a | Constraints | n/a | n/a | n/a
Offset | n/a | 1900-12-31T23:59:59 | Submitted:Submitted for Approval | Component | RPC Tree - Fall:Sycamore - 17.7 Meters:662504 | 0 | n/a | n/a | Constraints | n/a | n/a | n/a
Phase Created | n/a | 1900-12-31T23:59:59 | Submitted:Submitted for Approval | Component | RPC Tree - Fall:Sycamore - 17.7 Meters:662504 | New Construction | n/a | n/a | Phasing | n/a | n/a
Reference | n/a | 1900-12-31T23:59:59 | Submitted:Submitted for Approval | Component | RPC Tree - Fall:Sycamore - 17.7 Meters:662505 | Sycamore - 17.7 Meters | n/a | n/a | Pset_BuildingElementProxyCommon | n/a | n/a
Host | n/a | 1900-12-31T23:59:59 | Submitted:Submitted for Approval | Component | RPC Tree - Fall:Sycamore - 17.7 Meters:662505 | Surface | n/a | n/a | Constraints | n/a | n/a
Level | n/a | 1900-12-31T23:59:59 | Submitted:Submitted for Approval | Component | RPC Tree - Fall:Sycamore - 17.7 Meters:662505 | Level: High Tide | n/a | n/a | Constraints | n/a | n/a
Moves With Nearby Elements | n/a | 1900-12-31T23:59:59 | Submitted:Submitted for Approval | Component | RPC Tree - Fall:Sycamore - 17.7 Meters:662505 | n/a | n/a | n/a | Constraints | n/a | n/a | n/a
Offset | n/a | 1900-12-31T23:59:59 | Submitted:Submitted for Approval | Component | RPC Tree - Fall:Sycamore - 17.7 Meters:662505 | 0 | n/a | n/a | Constraints | n/a | n/a | n/a
Phase Created | n/a | 1900-12-31T23:59:59 | Submitted:Submitted for Approval | Component | RPC Tree - Fall:Sycamore - 17.7 Meters:662505 | New Construction | n/a | n/a | Phasing | n/a | n/a
Reference | n/a | 1900-12-31T23:59:59 | Submitted:Submitted for Approval | Component | RPC Tree - Fall:Sycamore - 17.7 Meters:662506 | Sycamore - 17.7 Meters | n/a | n/a | Pset_BuildingElementProxyCommon | n/a | n/a
Host | n/a | 1900-12-31T23:59:59 | Submitted:Submitted for Approval | Component | RPC Tree - Fall:Sycamore - 17.7 Meters:662506 | Surface | n/a | n/a | Constraints | n/a | n/a
Level | n/a | 1900-12-31T23:59:59 | Submitted:Submitted for Approval | Component | RPC Tree - Fall:Sycamore - 17.7 Meters:662506 | Level: High Tide | n/a | n/a | Constraints | n/a | n/a
Moves With Nearby Elements | n/a | 1900-12-31T23:59:59 | Submitted:Submitted for Approval | Component | RPC Tree - Fall:Sycamore - 17.7 Meters:662506 | n/a | n/a | n/a | Constraints | n/a | n/a | n/a
Offset | n/a | 1900-12-31T23:59:59 | Submitted:Submitted for Approval | Component | RPC Tree - Fall:Sycamore - 17.7 Meters:662506 | 0 | n/a | n/a | Constraints | n/a | n/a | n/a
Phase Created | n/a | 1900-12-31T23:59:59 | Submitted:Submitted for Approval | Component | RPC Tree - Fall:Sycamore - 17.7 Meters:662506 | New Construction | n/a | n/a | Phasing | n/a | n/a
Reference | n/a | 1900-12-31T23:59:59 | Submitted:Submitted for Approval | Component | RPC Tree - Fall:Sycamore - 17.7 Meters:662514 | Sycamore - 17.7 Meters | n/a | n/a | Pset_BuildingElementProxyCommon | n/a | n/a
Host | n/a | 1900-12-31T23:59:59 | Submitted:Submitted for Approval | Component | RPC Tree - Fall:Sycamore - 17.7 Meters:662514 | Surface | n/a | n/a | Constraints | n/a | n/a
Level | n/a | 1900-12-31T23:59:59 | Submitted:Submitted for Approval | Component | RPC Tree - Fall:Sycamore - 17.7 Meters:662514 | Level: High Tide | n/a | n/a | Constraints | n/a | n/a
Moves With Nearby Elements | n/a | 1900-12-31T23:59:59 | Submitted:Submitted for Approval | Component | RPC Tree - Fall:Sycamore - 17.7 Meters:662514 | n/a | n/a | n/a | Constraints | n/a | n/a | n/a
Offset | n/a | 1900-12-31T23:59:59 | Submitted:Submitted for Approval | Component | RPC Tree - Fall:Sycamore - 17.7 Meters:662514 | 0 | n/a | n/a | Constraints | n/a | n/a | n/a
Phase Created | n/a | 1900-12-31T23:59:59 | Submitted:Submitted for Approval | Component | RPC Tree - Fall:Sycamore - 17.7 Meters:662514 | New Construction | n/a | n/a | Phasing | n/a | n/a
Height | n/a | 1900-12-31T23:59:59 | Submitted:Submitted for Approval | Type | Scarlet Oak - 12.5 Meters | 12500 | n/a | n/a | Dimensions | n/a | n/a | n/a
Assembly Code | n/a | 1900-12-31T23:59:59 | Submitted:Submitted for Approval | Type | Scarlet Oak - 12.5 Meters |  | n/a | n/a | Identity Data | n/a | n/a
Assembly Description | n/a | 1900-12-31T23:59:59 | Submitted:Submitted for Approval | Type | Scarlet Oak - 12.5 Meters |  | n/a | n/a | Identity Data | n/a | n/a
OmniClass Number | n/a | 1900-12-31T23:59:59 | Submitted:Submitted for Approval | Type | Scarlet Oak - 12.5 Meters |  | n/a | n/a | Identity Data | n/a | n/a
OmniClass Title | n/a | 1900-12-31T23:59:59 | Submitted:Submitted for Approval | Type | Scarlet Oak - 12.5 Meters |  | n/a | n/a | Identity Data | n/a | n/a
Render Appearance | n/a | 1900-12-31T23:59:59 | Submitted:Submitted for Approval | Type | Scarlet Oak - 12.5 Meters | RPC-16-FXGN-QL00-PPP3-E000-ST1L-LVER-AU | n/a | n/a | Identity Data | n/a | n/a
Render Appearance Properties | n/a | 1900-12-31T23:59:59 | Submitted:Submitted for Approval | Type | Scarlet Oak - 12.5 Meters | {2, 15},{39, RPC-16-FXGN-QL00-PPP3-E000-ST1L-LVER-AU},{1, 0},{1, 0},{2, 13},{1, 8},{5, Color},{1, 0},{1, 0},{3, 0.8},{3, 0.8},{3, 0.8},{1, 8},{7, BBoxMin},{1, 0},{1, 0},{1, 0},{1, 0},{1, 0},{1, 8},{7, BBoxMax},{1, 0},{1, 0},{1, 0},{1, 0},{1, 0},{2, 11},{9, RPCTypeId},{1, 0},{1, 0},{39, RPC-16-FXGN-QL00-PPP3-E000-ST1L-LVER-AU},{1, 6},{14, RPCPlantHeight},{1, 0},{1, 0},{7, 41.0105},{2, 11},{7, keyword},{1, 0},{1, 0},{39, :RPCs:Fall Trees [General]:Geometry:RPC},{2, 11},{8, category},{1, 0},{1, 0},{20, Fall Trees [General]},{2, 11},{12, LocalizedUID},{1, 0},{1, 0},{18, Scarlet Oak [Fall]},{2, 14},{6, Height},{1, 0},{1, 0},{7, 41.0105},{1, 2},{16, Cast Reflections},{1, 0},{1, 0},{1, 0},{1, 2},{12, Cast Shadows},{1, 0},{1, 0},{1, 1},{1, 2},{9, Lock View},{1, 0},{1, 0},{1, 0},{1, 4},{5, ViewC},{1, 0},{1, 0},{1, 0},{21, assetlibrary_base.fbx},{1, 5}, | n/a | n/a | Identity Data | n/a | n/a
Type Comments | n/a | 1900-12-31T23:59:59 | Submitted:Submitted for Approval | Type | Scarlet Oak - 12.5 Meters | Scarlet Oak | n/a | n/a | Identity Data | n/a | n/a
Reference | n/a | 1900-12-31T23:59:59 | Submitted:Submitted for Approval | Component | RPC Tree - Fall:Scarlet Oak - 12.5 Meters:662507 | Scarlet Oak - 12.5 Meters | n/a | n/a | Pset_BuildingElementProxyCommon | n/a | n/a
Host | n/a | 1900-12-31T23:59:59 | Submitted:Submitted for Approval | Component | RPC Tree - Fall:Scarlet Oak - 12.5 Meters:662507 | Surface | n/a | n/a | Constraints | n/a | n/a
Level | n/a | 1900-12-31T23:59:59 | Submitted:Submitted for Approval | Component | RPC Tree - Fall:Scarlet Oak - 12.5 Meters:662507 | Level: High Tide | n/a | n/a | Constraints | n/a | n/a
Moves With Nearby Elements | n/a | 1900-12-31T23:59:59 | Submitted:Submitted for Approval | Component | RPC Tree - Fall:Scarlet Oak - 12.5 Meters:662507 | n/a | n/a | n/a | Constraints | n/a | n/a | n/a
Offset | n/a | 1900-12-31T23:59:59 | Submitted:Submitted for Approval | Component | RPC Tree - Fall:Scarlet Oak - 12.5 Meters:662507 | 0 | n/a | n/a | Constraints | n/a | n/a | n/a
Phase Created | n/a | 1900-12-31T23:59:59 | Submitted:Submitted for Approval | Component | RPC Tree - Fall:Scarlet Oak - 12.5 Meters:662507 | New Construction | n/a | n/a | Phasing | n/a | n/a
Reference | n/a | 1900-12-31T23:59:59 | Submitted:Submitted for Approval | Component | RPC Tree - Fall:Scarlet Oak - 12.5 Meters:662508 | Scarlet Oak - 12.5 Meters | n/a | n/a | Pset_BuildingElementProxyCommon | n/a | n/a
Host | n/a | 1900-12-31T23:59:59 | Submitted:Submitted for Approval | Component | RPC Tree - Fall:Scarlet Oak - 12.5 Meters:662508 | Surface | n/a | n/a | Constraints | n/a | n/a
Level | n/a | 1900-12-31T23:59:59 | Submitted:Submitted for Approval | Component | RPC Tree - Fall:Scarlet Oak - 12.5 Meters:662508 | Level: High Tide | n/a | n/a | Constraints | n/a | n/a
Moves With Nearby Elements | n/a | 1900-12-31T23:59:59 | Submitted:Submitted for Approval | Component | RPC Tree - Fall:Scarlet Oak - 12.5 Meters:662508 | n/a | n/a | n/a | Constraints | n/a | n/a | n/a
Offset | n/a | 1900-12-31T23:59:59 | Submitted:Submitted for Approval | Component | RPC Tree - Fall:Scarlet Oak - 12.5 Meters:662508 | 0 | n/a | n/a | Constraints | n/a | n/a | n/a
Phase Created | n/a | 1900-12-31T23:59:59 | Submitted:Submitted for Approval | Component | RPC Tree - Fall:Scarlet Oak - 12.5 Meters:662508 | New Construction | n/a | n/a | Phasing | n/a | n/a
Reference | n/a | 1900-12-31T23:59:59 | Submitted:Submitted for Approval | Component | RPC Tree - Fall:Scarlet Oak - 12.5 Meters:662509 | Scarlet Oak - 12.5 Meters | n/a | n/a | Pset_BuildingElementProxyCommon | n/a | n/a
Host | n/a | 1900-12-31T23:59:59 | Submitted:Submitted for Approval | Component | RPC Tree - Fall:Scarlet Oak - 12.5 Meters:662509 | Surface | n/a | n/a | Constraints | n/a | n/a
Level | n/a | 1900-12-31T23:59:59 | Submitted:Submitted for Approval | Component | RPC Tree - Fall:Scarlet Oak - 12.5 Meters:662509 | Level: High Tide | n/a | n/a | Constraints | n/a | n/a
Moves With Nearby Elements | n/a | 1900-12-31T23:59:59 | Submitted:Submitted for Approval | Component | RPC Tree - Fall:Scarlet Oak - 12.5 Meters:662509 | n/a | n/a | n/a | Constraints | n/a | n/a | n/a
Offset | n/a | 1900-12-31T23:59:59 | Submitted:Submitted for Approval | Component | RPC Tree - Fall:Scarlet Oak - 12.5 Meters:662509 | 0 | n/a | n/a | Constraints | n/a | n/a | n/a
Phase Created | n/a | 1900-12-31T23:59:59 | Submitted:Submitted for Approval | Component | RPC Tree - Fall:Scarlet Oak - 12.5 Meters:662509 | New Construction | n/a | n/a | Phasing | n/a | n/a
Reference | n/a | 1900-12-31T23:59:59 | Submitted:Submitted for Approval | Component | RPC Tree - Fall:Scarlet Oak - 12.5 Meters:662510 | Scarlet Oak - 12.5 Meters | n/a | n/a | Pset_BuildingElementProxyCommon | n/a | n/a
Host | n/a | 1900-12-31T23:59:59 | Submitted:Submitted for Approval | Component | RPC Tree - Fall:Scarlet Oak - 12.5 Meters:662510 | Surface | n/a | n/a | Constraints | n/a | n/a
Level | n/a | 1900-12-31T23:59:59 | Submitted:Submitted for Approval | Component | RPC Tree - Fall:Scarlet Oak - 12.5 Meters:662510 | Level: High Tide | n/a | n/a | Constraints | n/a | n/a
Moves With Nearby Elements | n/a | 1900-12-31T23:59:59 | Submitted:Submitted for Approval | Component | RPC Tree - Fall:Scarlet Oak - 12.5 Meters:662510 | n/a | n/a | n/a | Constraints | n/a | n/a | n/a
Offset | n/a | 1900-12-31T23:59:59 | Submitted:Submitted for Approval | Component | RPC Tree - Fall:Scarlet Oak - 12.5 Meters:662510 | 0 | n/a | n/a | Constraints | n/a | n/a | n/a
Phase Created | n/a | 1900-12-31T23:59:59 | Submitted:Submitted for Approval | Component | RPC Tree - Fall:Scarlet Oak - 12.5 Meters:662510 | New Construction | n/a | n/a | Phasing | n/a | n/a
Reference | n/a | 1900-12-31T23:59:59 | Submitted:Submitted for Approval | Component | RPC Tree - Fall:Scarlet Oak - 12.5 Meters:662511 | Scarlet Oak - 12.5 Meters | n/a | n/a | Pset_BuildingElementProxyCommon | n/a | n/a
Host | n/a | 1900-12-31T23:59:59 | Submitted:Submitted for Approval | Component | RPC Tree - Fall:Scarlet Oak - 12.5 Meters:662511 | Surface | n/a | n/a | Constraints | n/a | n/a
Level | n/a | 1900-12-31T23:59:59 | Submitted:Submitted for Approval | Component | RPC Tree - Fall:Scarlet Oak - 12.5 Meters:662511 | Level: High Tide | n/a | n/a | Constraints | n/a | n/a
Moves With Nearby Elements | n/a | 1900-12-31T23:59:59 | Submitted:Submitted for Approval | Component | RPC Tree - Fall:Scarlet Oak - 12.5 Meters:662511 | n/a | n/a | n/a | Constraints | n/a | n/a | n/a
Offset | n/a | 1900-12-31T23:59:59 | Submitted:Submitted for Approval | Component | RPC Tree - Fall:Scarlet Oak - 12.5 Meters:662511 | 0 | n/a | n/a | Constraints | n/a | n/a | n/a
Phase Created | n/a | 1900-12-31T23:59:59 | Submitted:Submitted for Approval | Component | RPC Tree - Fall:Scarlet Oak - 12.5 Meters:662511 | New Construction | n/a | n/a | Phasing | n/a | n/a
Reference | n/a | 1900-12-31T23:59:59 | Submitted:Submitted for Approval | Component | RPC Tree - Fall:Scarlet Oak - 12.5 Meters:662512 | Scarlet Oak - 12.5 Meters | n/a | n/a | Pset_BuildingElementProxyCommon | n/a | n/a
Host | n/a | 1900-12-31T23:59:59 | Submitted:Submitted for Approval | Component | RPC Tree - Fall:Scarlet Oak - 12.5 Meters:662512 | Surface | n/a | n/a | Constraints | n/a | n/a
Level | n/a | 1900-12-31T23:59:59 | Submitted:Submitted for Approval | Component | RPC Tree - Fall:Scarlet Oak - 12.5 Meters:662512 | Level: High Tide | n/a | n/a | Constraints | n/a | n/a
Moves With Nearby Elements | n/a | 1900-12-31T23:59:59 | Submitted:Submitted for Approval | Component | RPC Tree - Fall:Scarlet Oak - 12.5 Meters:662512 | n/a | n/a | n/a | Constraints | n/a | n/a | n/a
Offset | n/a | 1900-12-31T23:59:59 | Submitted:Submitted for Approval | Component | RPC Tree - Fall:Scarlet Oak - 12.5 Meters:662512 | 0 | n/a | n/a | Constraints | n/a | n/a | n/a
Phase Created | n/a | 1900-12-31T23:59:59 | Submitted:Submitted for Approval | Component | RPC Tree - Fall:Scarlet Oak - 12.5 Meters:662512 | New Construction | n/a | n/a | Phasing | n/a | n/a
Height | n/a | 1900-12-31T23:59:59 | Submitted:Submitted for Approval | Type | Black Oak - 18.0 Meters | 18000 | n/a | n/a | Dimensions | n/a | n/a | n/a
Assembly Code | n/a | 1900-12-31T23:59:59 | Submitted:Submitted for Approval | Type | Black Oak - 18.0 Meters |  | n/a | n/a | Identity Data | n/a | n/a
Assembly Description | n/a | 1900-12-31T23:59:59 | Submitted:Submitted for Approval | Type | Black Oak - 18.0 Meters |  | n/a | n/a | Identity Data | n/a | n/a
OmniClass Number | n/a | 1900-12-31T23:59:59 | Submitted:Submitted for Approval | Type | Black Oak - 18.0 Meters |  | n/a | n/a | Identity Data | n/a | n/a
OmniClass Title | n/a | 1900-12-31T23:59:59 | Submitted:Submitted for Approval | Type | Black Oak - 18.0 Meters |  | n/a | n/a | Identity Data | n/a | n/a
Render Appearance | n/a | 1900-12-31T23:59:59 | Submitted:Submitted for Approval | Type | Black Oak - 18.0 Meters | RPC-16-FX7S-WR7X-W9EP-G000-ST1L-LVER-AU | n/a | n/a | Identity Data | n/a | n/a
Render Appearance Properties | n/a | 1900-12-31T23:59:59 | Submitted:Submitted for Approval | Type | Black Oak - 18.0 Meters | {2, 15},{39, RPC-16-FX7S-WR7X-W9EP-G000-ST1L-LVER-AU},{1, 0},{1, 0},{2, 13},{1, 8},{5, Color},{1, 0},{1, 0},{3, 0.8},{3, 0.8},{3, 0.8},{1, 8},{7, BBoxMin},{1, 0},{1, 0},{1, 0},{1, 0},{1, 0},{1, 8},{7, BBoxMax},{1, 0},{1, 0},{1, 0},{1, 0},{1, 0},{2, 11},{9, RPCTypeId},{1, 0},{1, 0},{39, RPC-16-FX7S-WR7X-W9EP-G000-ST1L-LVER-AU},{1, 6},{14, RPCPlantHeight},{1, 0},{1, 0},{7, 59.0551},{2, 11},{7, keyword},{1, 0},{1, 0},{39, :RPCs:Fall Trees [General]:Geometry:RPC},{2, 11},{8, category},{1, 0},{1, 0},{20, Fall Trees [General]},{2, 11},{12, LocalizedUID},{1, 0},{1, 0},{16, Black Oak [Fall]},{2, 14},{6, Height},{1, 0},{1, 0},{7, 59.0551},{1, 2},{16, Cast Reflections},{1, 0},{1, 0},{1, 0},{1, 2},{12, Cast Shadows},{1, 0},{1, 0},{1, 1},{1, 2},{9, Lock View},{1, 0},{1, 0},{1, 0},{1, 4},{5, ViewC},{1, 0},{1, 0},{1, 0},{21, assetlibrary_base.fbx},{1, 5}, | n/a | n/a | Identity Data | n/a | n/a
Type Comments | n/a | 1900-12-31T23:59:59 | Submitted:Submitted for Approval | Type | Black Oak - 18.0 Meters | Black Oak | n/a | n/a | Identity Data | n/a | n/a
Reference | n/a | 1900-12-31T23:59:59 | Submitted:Submitted for Approval | Component | RPC Tree - Fall:Black Oak - 18.0 Meters:662513 | Black Oak - 18.0 Meters | n/a | n/a | Pset_BuildingElementProxyCommon | n/a | n/a
Host | n/a | 1900-12-31T23:59:59 | Submitted:Submitted for Approval | Component | RPC Tree - Fall:Black Oak - 18.0 Meters:662513 | Surface | n/a | n/a | Constraints | n/a | n/a
Level | n/a | 1900-12-31T23:59:59 | Submitted:Submitted for Approval | Component | RPC Tree - Fall:Black Oak - 18.0 Meters:662513 | Level: High Tide | n/a | n/a | Constraints | n/a | n/a
Moves With Nearby Elements | n/a | 1900-12-31T23:59:59 | Submitted:Submitted for Approval | Component | RPC Tree - Fall:Black Oak - 18.0 Meters:662513 | n/a | n/a | n/a | Constraints | n/a | n/a | n/a
Offset | n/a | 1900-12-31T23:59:59 | Submitted:Submitted for Approval | Component | RPC Tree - Fall:Black Oak - 18.0 Meters:662513 | 0 | n/a | n/a | Constraints | n/a | n/a | n/a
Phase Created | n/a | 1900-12-31T23:59:59 | Submitted:Submitted for Approval | Component | RPC Tree - Fall:Black Oak - 18.0 Meters:662513 | New Construction | n/a | n/a | Phasing | n/a | n/a
Height | n/a | 1900-12-31T23:59:59 | Submitted:Submitted for Approval | Type | Red Oak - 18.7 Meters | 18700 | n/a | n/a | Dimensions | n/a | n/a | n/a
Assembly Code | n/a | 1900-12-31T23:59:59 | Submitted:Submitted for Approval | Type | Red Oak - 18.7 Meters |  | n/a | n/a | Identity Data | n/a | n/a
Assembly Description | n/a | 1900-12-31T23:59:59 | Submitted:Submitted for Approval | Type | Red Oak - 18.7 Meters |  | n/a | n/a | Identity Data | n/a | n/a
OmniClass Number | n/a | 1900-12-31T23:59:59 | Submitted:Submitted for Approval | Type | Red Oak - 18.7 Meters |  | n/a | n/a | Identity Data | n/a | n/a
OmniClass Title | n/a | 1900-12-31T23:59:59 | Submitted:Submitted for Approval | Type | Red Oak - 18.7 Meters |  | n/a | n/a | Identity Data | n/a | n/a
Render Appearance | n/a | 1900-12-31T23:59:59 | Submitted:Submitted for Approval | Type | Red Oak - 18.7 Meters | RPC-16-FVGW-CTG0-7N12-4000-ST1L-LVER-AU | n/a | n/a | Identity Data | n/a | n/a
Render Appearance Properties | n/a | 1900-12-31T23:59:59 | Submitted:Submitted for Approval | Type | Red Oak - 18.7 Meters | {2, 15},{39, RPC-16-FVGW-CTG0-7N12-4000-ST1L-LVER-AU},{1, 0},{1, 0},{2, 13},{1, 8},{5, Color},{1, 0},{1, 0},{3, 0.8},{3, 0.8},{3, 0.8},{1, 8},{7, BBoxMin},{1, 0},{1, 0},{1, 0},{1, 0},{1, 0},{1, 8},{7, BBoxMax},{1, 0},{1, 0},{1, 0},{1, 0},{1, 0},{2, 11},{9, RPCTypeId},{1, 0},{1, 0},{39, RPC-16-FVGW-CTG0-7N12-4000-ST1L-LVER-AU},{1, 6},{14, RPCPlantHeight},{1, 0},{1, 0},{7, 61.3517},{2, 11},{7, keyword},{1, 0},{1, 0},{39, :RPCs:Fall Trees [General]:Geometry:RPC},{2, 11},{8, category},{1, 0},{1, 0},{20, Fall Trees [General]},{2, 11},{12, LocalizedUID},{1, 0},{1, 0},{14, Red Oak [Fall]},{2, 14},{6, Height},{1, 0},{1, 0},{7, 61.3517},{1, 2},{16, Cast Reflections},{1, 0},{1, 0},{1, 0},{1, 2},{12, Cast Shadows},{1, 0},{1, 0},{1, 1},{1, 2},{9, Lock View},{1, 0},{1, 0},{1, 0},{1, 4},{5, ViewC},{1, 0},{1, 0},{1, 0},{21, assetlibrary_base.fbx},{1, 5}, | n/a | n/a | Identity Data | n/a | n/a
Type Comments | n/a | 1900-12-31T23:59:59 | Submitted:Submitted for Approval | Type | Red Oak - 18.7 Meters | Red Oak | n/a | n/a | Identity Data | n/a | n/a
Reference | n/a | 1900-12-31T23:59:59 | Submitted:Submitted for Approval | Component | RPC Tree - Fall:Red Oak - 18.7 Meters:662515 | Red Oak - 18.7 Meters | n/a | n/a | Pset_BuildingElementProxyCommon | n/a | n/a
Host | n/a | 1900-12-31T23:59:59 | Submitted:Submitted for Approval | Component | RPC Tree - Fall:Red Oak - 18.7 Meters:662515 | Surface | n/a | n/a | Constraints | n/a | n/a
Level | n/a | 1900-12-31T23:59:59 | Submitted:Submitted for Approval | Component | RPC Tree - Fall:Red Oak - 18.7 Meters:662515 | Level: High Tide | n/a | n/a | Constraints | n/a | n/a
Moves With Nearby Elements | n/a | 1900-12-31T23:59:59 | Submitted:Submitted for Approval | Component | RPC Tree - Fall:Red Oak - 18.7 Meters:662515 | n/a | n/a | n/a | Constraints | n/a | n/a | n/a
Offset | n/a | 1900-12-31T23:59:59 | Submitted:Submitted for Approval | Component | RPC Tree - Fall:Red Oak - 18.7 Meters:662515 | 0 | n/a | n/a | Constraints | n/a | n/a | n/a
Phase Created | n/a | 1900-12-31T23:59:59 | Submitted:Submitted for Approval | Component | RPC Tree - Fall:Red Oak - 18.7 Meters:662515 | New Construction | n/a | n/a | Phasing | n/a | n/a
Reference | n/a | 1900-12-31T23:59:59 | Submitted:Submitted for Approval | Component | RPC Tree - Fall:Red Oak - 18.7 Meters:662516 | Red Oak - 18.7 Meters | n/a | n/a | Pset_BuildingElementProxyCommon | n/a | n/a
Host | n/a | 1900-12-31T23:59:59 | Submitted:Submitted for Approval | Component | RPC Tree - Fall:Red Oak - 18.7 Meters:662516 | Surface | n/a | n/a | Constraints | n/a | n/a
Level | n/a | 1900-12-31T23:59:59 | Submitted:Submitted for Approval | Component | RPC Tree - Fall:Red Oak - 18.7 Meters:662516 | Level: High Tide | n/a | n/a | Constraints | n/a | n/a
Moves With Nearby Elements | n/a | 1900-12-31T23:59:59 | Submitted:Submitted for Approval | Component | RPC Tree - Fall:Red Oak - 18.7 Meters:662516 | n/a | n/a | n/a | Constraints | n/a | n/a | n/a
Offset | n/a | 1900-12-31T23:59:59 | Submitted:Submitted for Approval | Component | RPC Tree - Fall:Red Oak - 18.7 Meters:662516 | 0 | n/a | n/a | Constraints | n/a | n/a | n/a
Phase Created | n/a | 1900-12-31T23:59:59 | Submitted:Submitted for Approval | Component | RPC Tree - Fall:Red Oak - 18.7 Meters:662516 | New Construction | n/a | n/a | Phasing | n/a | n/a
Length | n/a | 1900-12-31T23:59:59 | Submitted:Submitted for Approval | Type | 450 mm | 450 | n/a | n/a | Dimensions | n/a | n/a | n/a
Projection | n/a | 1900-12-31T23:59:59 | Submitted:Submitted for Approval | Type | 450 mm | 60 | n/a | n/a | Dimensions | n/a | n/a | n/a
Radius | n/a | 1900-12-31T23:59:59 | Submitted:Submitted for Approval | Type | 450 mm | 17.5 | n/a | n/a | Dimensions | n/a | n/a | n/a
Assembly Code | n/a | 1900-12-31T23:59:59 | Submitted:Submitted for Approval | Type | 450 mm |  | n/a | n/a | Identity Data | n/a | n/a
Assembly Description | n/a | 1900-12-31T23:59:59 | Submitted:Submitted for Approval | Type | 450 mm |  | n/a | n/a | Identity Data | n/a | n/a
Description | n/a | 1900-12-31T23:59:59 | Submitted:Submitted for Approval | Type | 450 mm | Horizontal grab rail | n/a | n/a | Identity Data | n/a | n/a
Help | n/a | 1900-12-31T23:59:59 | Submitted:Submitted for Approval | Type | 450 mm | www.nationalbimlibrary.com | n/a | n/a | Identity Data | n/a | n/a
IssueDate | n/a | 1900-12-31T23:59:59 | Submitted:Submitted for Approval | Type | 450 mm |  | n/a | n/a | Identity Data | n/a | n/a
NBSDescription | n/a | 1900-12-31T23:59:59 | Submitted:Submitted for Approval | Type | 450 mm | Support rails | n/a | n/a | Identity Data | n/a | n/a
NBSReference | n/a | 1900-12-31T23:59:59 | Submitted:Submitted for Approval | Type | 450 mm | 45-35-72/360 | n/a | n/a | Identity Data | n/a | n/a
OmniClass Number | n/a | 1900-12-31T23:59:59 | Submitted:Submitted for Approval | Type | 450 mm |  | n/a | n/a | Identity Data | n/a | n/a
OmniClass Title | n/a | 1900-12-31T23:59:59 | Submitted:Submitted for Approval | Type | 450 mm |  | n/a | n/a | Identity Data | n/a | n/a
Version | n/a | 1900-12-31T23:59:59 | Submitted:Submitted for Approval | Type | 450 mm |  | n/a | n/a | Identity Data | n/a | n/a
GrabRailMaterial | n/a | 1900-12-31T23:59:59 | Submitted:Submitted for Approval | Type | 450 mm | nbl_ConceptSolid | n/a | n/a | Materials and Finishes | n/a | n/a
Colour | n/a | 1900-12-31T23:59:59 | Submitted:Submitted for Approval | Type | 450 mm |  | n/a | n/a | Other | n/a | n/a
Constituents | n/a | 1900-12-31T23:59:59 | Submitted:Submitted for Approval | Type | 450 mm |  | n/a | n/a | Other | n/a | n/a
Features | n/a | 1900-12-31T23:59:59 | Submitted:Submitted for Approval | Type | 450 mm |  | n/a | n/a | Other | n/a | n/a
Finish | n/a | 1900-12-31T23:59:59 | Submitted:Submitted for Approval | Type | 450 mm |  | n/a | n/a | Other | n/a | n/a
Grade | n/a | 1900-12-31T23:59:59 | Submitted:Submitted for Approval | Type | 450 mm |  | n/a | n/a | Other | n/a | n/a
Material | n/a | 1900-12-31T23:59:59 | Submitted:Submitted for Approval | Type | 450 mm |  | n/a | n/a | Other | n/a | n/a
NominalHeight | n/a | 1900-12-31T23:59:59 | Submitted:Submitted for Approval | Type | 450 mm | 0 | n/a | n/a | Other | n/a | n/a | n/a
NominalLength | n/a | 1900-12-31T23:59:59 | Submitted:Submitted for Approval | Type | 450 mm | 0 | n/a | n/a | Other | n/a | n/a | n/a
NominalWidth | n/a | 1900-12-31T23:59:59 | Submitted:Submitted for Approval | Type | 450 mm | 0 | n/a | n/a | Other | n/a | n/a | n/a
ProductionYear | n/a | 1900-12-31T23:59:59 | Submitted:Submitted for Approval | Type | 450 mm |  | n/a | n/a | Other | n/a | n/a
ReplacementCost | n/a | 1900-12-31T23:59:59 | Submitted:Submitted for Approval | Type | 450 mm |  | n/a | n/a | Other | n/a | n/a
ServiceLifeDuration | n/a | 1900-12-31T23:59:59 | Submitted:Submitted for Approval | Type | 450 mm |  | n/a | n/a | Other | n/a | n/a
Shape | n/a | 1900-12-31T23:59:59 | Submitted:Submitted for Approval | Type | 450 mm |  | n/a | n/a | Other | n/a | n/a
Size | n/a | 1900-12-31T23:59:59 | Submitted:Submitted for Approval | Type | 450 mm |  | n/a | n/a | Other | n/a | n/a
WarrantyDescription | n/a | 1900-12-31T23:59:59 | Submitted:Submitted for Approval | Type | 450 mm |  | n/a | n/a | Other | n/a | n/a
WarrantyDurationLabour | n/a | 1900-12-31T23:59:59 | Submitted:Submitted for Approval | Type | 450 mm |  | n/a | n/a | Other | n/a | n/a
WarrantyDurationParts | n/a | 1900-12-31T23:59:59 | Submitted:Submitted for Approval | Type | 450 mm |  | n/a | n/a | Other | n/a | n/a
WarrantyGuarantorLabour | n/a | 1900-12-31T23:59:59 | Submitted:Submitted for Approval | Type | 450 mm |  | n/a | n/a | Other | n/a | n/a
WarrantyGuarantorParts | n/a | 1900-12-31T23:59:59 | Submitted:Submitted for Approval | Type | 450 mm |  | n/a | n/a | Other | n/a | n/a
ProductionYear | n/a | 1900-12-31T23:59:59 | Submitted:Submitted for Approval | Component | nbl_SanitaryAccessory_Grab-Rail-Horizontal :450 mm:677236 |  | n/a | n/a | Pset_ManufacturerTypeInformation | n/a | n/a
Host | n/a | 1900-12-31T23:59:59 | Submitted:Submitted for Approval | Component | nbl_SanitaryAccessory_Grab-Rail-Horizontal :450 mm:677236 | Level : Ground Floor | n/a | n/a | Constraints | n/a | n/a
Level | n/a | 1900-12-31T23:59:59 | Submitted:Submitted for Approval | Component | nbl_SanitaryAccessory_Grab-Rail-Horizontal :450 mm:677236 | Level: Ground Floor | n/a | n/a | Constraints | n/a | n/a
Moves With Nearby Elements | n/a | 1900-12-31T23:59:59 | Submitted:Submitted for Approval | Component | nbl_SanitaryAccessory_Grab-Rail-Horizontal :450 mm:677236 | n/a | n/a | n/a | Constraints | n/a | n/a | n/a
Offset | n/a | 1900-12-31T23:59:59 | Submitted:Submitted for Approval | Component | nbl_SanitaryAccessory_Grab-Rail-Horizontal :450 mm:677236 | 0 | n/a | n/a | Constraints | n/a | n/a | n/a
OffsetFromFloor | n/a | 1900-12-31T23:59:59 | Submitted:Submitted for Approval | Component | nbl_SanitaryAccessory_Grab-Rail-Horizontal :450 mm:677236 | 680 | n/a | n/a | Dimensions | n/a | n/a | n/a
ComponentNumber | n/a | 1900-12-31T23:59:59 | Submitted:Submitted for Approval | Component | nbl_SanitaryAccessory_Grab-Rail-Horizontal :450 mm:677236 |  | n/a | n/a | Identity Data | n/a | n/a
Mark | n/a | 1900-12-31T23:59:59 | Submitted:Submitted for Approval | Component | nbl_SanitaryAccessory_Grab-Rail-Horizontal :450 mm:677236 | 112 | n/a | n/a | Identity Data | n/a | n/a
AssetIdentifier | n/a | 1900-12-31T23:59:59 | Submitted:Submitted for Approval | Component | nbl_SanitaryAccessory_Grab-Rail-Horizontal :450 mm:677236 |  | n/a | n/a | Other | n/a | n/a
BarCode | n/a | 1900-12-31T23:59:59 | Submitted:Submitted for Approval | Component | nbl_SanitaryAccessory_Grab-Rail-Horizontal :450 mm:677236 |  | n/a | n/a | Other | n/a | n/a
InstallationDate | n/a | 1900-12-31T23:59:59 | Submitted:Submitted for Approval | Component | nbl_SanitaryAccessory_Grab-Rail-Horizontal :450 mm:677236 |  | n/a | n/a | Other | n/a | n/a
SerialNumber | n/a | 1900-12-31T23:59:59 | Submitted:Submitted for Approval | Component | nbl_SanitaryAccessory_Grab-Rail-Horizontal :450 mm:677236 |  | n/a | n/a | Other | n/a | n/a
TagNumber | n/a | 1900-12-31T23:59:59 | Submitted:Submitted for Approval | Component | nbl_SanitaryAccessory_Grab-Rail-Horizontal :450 mm:677236 |  | n/a | n/a | Other | n/a | n/a
WarrantyStartDate | n/a | 1900-12-31T23:59:59 | Submitted:Submitted for Approval | Component | nbl_SanitaryAccessory_Grab-Rail-Horizontal :450 mm:677236 |  | n/a | n/a | Other | n/a | n/a
Phase Created | n/a | 1900-12-31T23:59:59 | Submitted:Submitted for Approval | Component | nbl_SanitaryAccessory_Grab-Rail-Horizontal :450 mm:677236 | New Construction | n/a | n/a | Phasing | n/a | n/a
FrameWidth | n/a | 1900-12-31T23:59:59 | Submitted:Submitted for Approval | Type | 500x1000 | 10 | n/a | n/a | Dimensions | n/a | n/a | n/a
Height | n/a | 1900-12-31T23:59:59 | Submitted:Submitted for Approval | Type | 500x1000 | 1000 | n/a | n/a | Dimensions | n/a | n/a | n/a
Length | n/a | 1900-12-31T23:59:59 | Submitted:Submitted for Approval | Type | 500x1000 | 10 | n/a | n/a | Dimensions | n/a | n/a | n/a
Width | n/a | 1900-12-31T23:59:59 | Submitted:Submitted for Approval | Type | 500x1000 | 500 | n/a | n/a | Dimensions | n/a | n/a | n/a
Assembly Code | n/a | 1900-12-31T23:59:59 | Submitted:Submitted for Approval | Type | 500x1000 |  | n/a | n/a | Identity Data | n/a | n/a
Assembly Description | n/a | 1900-12-31T23:59:59 | Submitted:Submitted for Approval | Type | 500x1000 |  | n/a | n/a | Identity Data | n/a | n/a
Description | n/a | 1900-12-31T23:59:59 | Submitted:Submitted for Approval | Type | 500x1000 | Mirror | n/a | n/a | Identity Data | n/a | n/a
Help | n/a | 1900-12-31T23:59:59 | Submitted:Submitted for Approval | Type | 500x1000 | www.nationalbimlibrary.com | n/a | n/a | Identity Data | n/a | n/a
IssueDate | n/a | 1900-12-31T23:59:59 | Submitted:Submitted for Approval | Type | 500x1000 |  | n/a | n/a | Identity Data | n/a | n/a
NBSDescription | n/a | 1900-12-31T23:59:59 | Submitted:Submitted for Approval | Type | 500x1000 | Mirrors | n/a | n/a | Identity Data | n/a | n/a
NBSReference | n/a | 1900-12-31T23:59:59 | Submitted:Submitted for Approval | Type | 500x1000 | 45-35-72/336 | n/a | n/a | Identity Data | n/a | n/a
OmniClass Number | n/a | 1900-12-31T23:59:59 | Submitted:Submitted for Approval | Type | 500x1000 |  | n/a | n/a | Identity Data | n/a | n/a
OmniClass Title | n/a | 1900-12-31T23:59:59 | Submitted:Submitted for Approval | Type | 500x1000 |  | n/a | n/a | Identity Data | n/a | n/a
Version | n/a | 1900-12-31T23:59:59 | Submitted:Submitted for Approval | Type | 500x1000 |  | n/a | n/a | Identity Data | n/a | n/a
Frame/MullionMaterial | n/a | 1900-12-31T23:59:59 | Submitted:Submitted for Approval | Type | 500x1000 | nbl_ConceptSolid | n/a | n/a | Materials and Finishes | n/a | n/a
MirrorMaterial | n/a | 1900-12-31T23:59:59 | Submitted:Submitted for Approval | Type | 500x1000 | nbl_ConceptSolid | n/a | n/a | Materials and Finishes | n/a | n/a
Colour | n/a | 1900-12-31T23:59:59 | Submitted:Submitted for Approval | Type | 500x1000 |  | n/a | n/a | Other | n/a | n/a
Constituents | n/a | 1900-12-31T23:59:59 | Submitted:Submitted for Approval | Type | 500x1000 |  | n/a | n/a | Other | n/a | n/a
Features | n/a | 1900-12-31T23:59:59 | Submitted:Submitted for Approval | Type | 500x1000 |  | n/a | n/a | Other | n/a | n/a
Finish | n/a | 1900-12-31T23:59:59 | Submitted:Submitted for Approval | Type | 500x1000 |  | n/a | n/a | Other | n/a | n/a
Grade | n/a | 1900-12-31T23:59:59 | Submitted:Submitted for Approval | Type | 500x1000 |  | n/a | n/a | Other | n/a | n/a
Material | n/a | 1900-12-31T23:59:59 | Submitted:Submitted for Approval | Type | 500x1000 |  | n/a | n/a | Other | n/a | n/a
NominalHeight | n/a | 1900-12-31T23:59:59 | Submitted:Submitted for Approval | Type | 500x1000 | 1000 | n/a | n/a | Other | n/a | n/a | n/a
NominalLength | n/a | 1900-12-31T23:59:59 | Submitted:Submitted for Approval | Type | 500x1000 | 10 | n/a | n/a | Other | n/a | n/a | n/a
NominalWidth | n/a | 1900-12-31T23:59:59 | Submitted:Submitted for Approval | Type | 500x1000 | 500 | n/a | n/a | Other | n/a | n/a | n/a
ProductionYear | n/a | 1900-12-31T23:59:59 | Submitted:Submitted for Approval | Type | 500x1000 |  | n/a | n/a | Other | n/a | n/a
ReplacementCost | n/a | 1900-12-31T23:59:59 | Submitted:Submitted for Approval | Type | 500x1000 |  | n/a | n/a | Other | n/a | n/a
ServiceLifeDuration | n/a | 1900-12-31T23:59:59 | Submitted:Submitted for Approval | Type | 500x1000 |  | n/a | n/a | Other | n/a | n/a
Shape | n/a | 1900-12-31T23:59:59 | Submitted:Submitted for Approval | Type | 500x1000 |  | n/a | n/a | Other | n/a | n/a
Size | n/a | 1900-12-31T23:59:59 | Submitted:Submitted for Approval | Type | 500x1000 |  | n/a | n/a | Other | n/a | n/a
WarrantyDescription | n/a | 1900-12-31T23:59:59 | Submitted:Submitted for Approval | Type | 500x1000 |  | n/a | n/a | Other | n/a | n/a
WarrantyDurationLabour | n/a | 1900-12-31T23:59:59 | Submitted:Submitted for Approval | Type | 500x1000 |  | n/a | n/a | Other | n/a | n/a
WarrantyDurationParts | n/a | 1900-12-31T23:59:59 | Submitted:Submitted for Approval | Type | 500x1000 |  | n/a | n/a | Other | n/a | n/a
WarrantyGuarantorLabour | n/a | 1900-12-31T23:59:59 | Submitted:Submitted for Approval | Type | 500x1000 |  | n/a | n/a | Other | n/a | n/a
WarrantyGuarantorParts | n/a | 1900-12-31T23:59:59 | Submitted:Submitted for Approval | Type | 500x1000 |  | n/a | n/a | Other | n/a | n/a
ProductionYear | n/a | 1900-12-31T23:59:59 | Submitted:Submitted for Approval | Component | nbl_SanitaryAccessory_Mirror :500x1000:677283 |  | n/a | n/a | Pset_ManufacturerTypeInformation | n/a | n/a
Host | n/a | 1900-12-31T23:59:59 | Submitted:Submitted for Approval | Component | nbl_SanitaryAccessory_Mirror :500x1000:677283 | Level : Ground Floor | n/a | n/a | Constraints | n/a | n/a
Level | n/a | 1900-12-31T23:59:59 | Submitted:Submitted for Approval | Component | nbl_SanitaryAccessory_Mirror :500x1000:677283 | Level: Ground Floor | n/a | n/a | Constraints | n/a | n/a
Moves With Nearby Elements | n/a | 1900-12-31T23:59:59 | Submitted:Submitted for Approval | Component | nbl_SanitaryAccessory_Mirror :500x1000:677283 | n/a | n/a | n/a | Constraints | n/a | n/a | n/a
Offset | n/a | 1900-12-31T23:59:59 | Submitted:Submitted for Approval | Component | nbl_SanitaryAccessory_Mirror :500x1000:677283 | 0 | n/a | n/a | Constraints | n/a | n/a | n/a
OffsetFromFloor | n/a | 1900-12-31T23:59:59 | Submitted:Submitted for Approval | Component | nbl_SanitaryAccessory_Mirror :500x1000:677283 | 600 | n/a | n/a | Dimensions | n/a | n/a | n/a
ComponentNumber | n/a | 1900-12-31T23:59:59 | Submitted:Submitted for Approval | Component | nbl_SanitaryAccessory_Mirror :500x1000:677283 |  | n/a | n/a | Identity Data | n/a | n/a
Mark | n/a | 1900-12-31T23:59:59 | Submitted:Submitted for Approval | Component | nbl_SanitaryAccessory_Mirror :500x1000:677283 | 116 | n/a | n/a | Identity Data | n/a | n/a
AssetIdentifier | n/a | 1900-12-31T23:59:59 | Submitted:Submitted for Approval | Component | nbl_SanitaryAccessory_Mirror :500x1000:677283 |  | n/a | n/a | Other | n/a | n/a
BarCode | n/a | 1900-12-31T23:59:59 | Submitted:Submitted for Approval | Component | nbl_SanitaryAccessory_Mirror :500x1000:677283 |  | n/a | n/a | Other | n/a | n/a
InstallationDate | n/a | 1900-12-31T23:59:59 | Submitted:Submitted for Approval | Component | nbl_SanitaryAccessory_Mirror :500x1000:677283 |  | n/a | n/a | Other | n/a | n/a
SerialNumber | n/a | 1900-12-31T23:59:59 | Submitted:Submitted for Approval | Component | nbl_SanitaryAccessory_Mirror :500x1000:677283 |  | n/a | n/a | Other | n/a | n/a
TagNumber | n/a | 1900-12-31T23:59:59 | Submitted:Submitted for Approval | Component | nbl_SanitaryAccessory_Mirror :500x1000:677283 |  | n/a | n/a | Other | n/a | n/a
WarrantyStartDate | n/a | 1900-12-31T23:59:59 | Submitted:Submitted for Approval | Component | nbl_SanitaryAccessory_Mirror :500x1000:677283 |  | n/a | n/a | Other | n/a | n/a
Phase Created | n/a | 1900-12-31T23:59:59 | Submitted:Submitted for Approval | Component | nbl_SanitaryAccessory_Mirror :500x1000:677283 | New Construction | n/a | n/a | Phasing | n/a | n/a
SanitarywareSet | n/a | 1900-12-31T23:59:59 | Submitted:Submitted for Approval | Component | nbl_SanitaryAccessory_Mirror :500x1000:677283 |  | n/a | n/a | Text | n/a | n/a
Depth | n/a | 1900-12-31T23:59:59 | Submitted:Submitted for Approval | Type | Type 1 | 20 | n/a | n/a | Dimensions | n/a | n/a | n/a
Height | n/a | 1900-12-31T23:59:59 | Submitted:Submitted for Approval | Type | Type 1 | 100 | n/a | n/a | Dimensions | n/a | n/a | n/a
Length | n/a | 1900-12-31T23:59:59 | Submitted:Submitted for Approval | Type | Type 1 | 20 | n/a | n/a | Dimensions | n/a | n/a | n/a
Width | n/a | 1900-12-31T23:59:59 | Submitted:Submitted for Approval | Type | Type 1 | 10 | n/a | n/a | Dimensions | n/a | n/a | n/a
Assembly Code | n/a | 1900-12-31T23:59:59 | Submitted:Submitted for Approval | Type | Type 1 |  | n/a | n/a | Identity Data | n/a | n/a
Assembly Description | n/a | 1900-12-31T23:59:59 | Submitted:Submitted for Approval | Type | Type 1 |  | n/a | n/a | Identity Data | n/a | n/a
Description | n/a | 1900-12-31T23:59:59 | Submitted:Submitted for Approval | Type | Type 1 | Wall mounted individual clothes hook | n/a | n/a | Identity Data | n/a | n/a
Help | n/a | 1900-12-31T23:59:59 | Submitted:Submitted for Approval | Type | Type 1 | www.nationalbimlibrary.com | n/a | n/a | Identity Data | n/a | n/a
IssueDate | n/a | 1900-12-31T23:59:59 | Submitted:Submitted for Approval | Type | Type 1 |  | n/a | n/a | Identity Data | n/a | n/a
NBSDescription | n/a | 1900-12-31T23:59:59 | Submitted:Submitted for Approval | Type | Type 1 | Clothes hooks | n/a | n/a | Identity Data | n/a | n/a
NBSReference | n/a | 1900-12-31T23:59:59 | Submitted:Submitted for Approval | Type | Type 1 | 45-35-72/322 | n/a | n/a | Identity Data | n/a | n/a
OmniClass Number | n/a | 1900-12-31T23:59:59 | Submitted:Submitted for Approval | Type | Type 1 |  | n/a | n/a | Identity Data | n/a | n/a
OmniClass Title | n/a | 1900-12-31T23:59:59 | Submitted:Submitted for Approval | Type | Type 1 |  | n/a | n/a | Identity Data | n/a | n/a
Version | n/a | 1900-12-31T23:59:59 | Submitted:Submitted for Approval | Type | Type 1 |  | n/a | n/a | Identity Data | n/a | n/a
ClothesHookMaterial | n/a | 1900-12-31T23:59:59 | Submitted:Submitted for Approval | Type | Type 1 | nbl_ConceptSolid | n/a | n/a | Materials and Finishes | n/a | n/a
Colour | n/a | 1900-12-31T23:59:59 | Submitted:Submitted for Approval | Type | Type 1 |  | n/a | n/a | Other | n/a | n/a
Constituents | n/a | 1900-12-31T23:59:59 | Submitted:Submitted for Approval | Type | Type 1 |  | n/a | n/a | Other | n/a | n/a
Features | n/a | 1900-12-31T23:59:59 | Submitted:Submitted for Approval | Type | Type 1 |  | n/a | n/a | Other | n/a | n/a
Finish | n/a | 1900-12-31T23:59:59 | Submitted:Submitted for Approval | Type | Type 1 |  | n/a | n/a | Other | n/a | n/a
Grade | n/a | 1900-12-31T23:59:59 | Submitted:Submitted for Approval | Type | Type 1 |  | n/a | n/a | Other | n/a | n/a
Material | n/a | 1900-12-31T23:59:59 | Submitted:Submitted for Approval | Type | Type 1 |  | n/a | n/a | Other | n/a | n/a
NominalHeight | n/a | 1900-12-31T23:59:59 | Submitted:Submitted for Approval | Type | Type 1 | 100 | n/a | n/a | Other | n/a | n/a | n/a
NominalLength | n/a | 1900-12-31T23:59:59 | Submitted:Submitted for Approval | Type | Type 1 | 20 | n/a | n/a | Other | n/a | n/a | n/a
NominalWidth | n/a | 1900-12-31T23:59:59 | Submitted:Submitted for Approval | Type | Type 1 | 10 | n/a | n/a | Other | n/a | n/a | n/a
ProductionYear | n/a | 1900-12-31T23:59:59 | Submitted:Submitted for Approval | Type | Type 1 |  | n/a | n/a | Other | n/a | n/a
ReplacementCost | n/a | 1900-12-31T23:59:59 | Submitted:Submitted for Approval | Type | Type 1 |  | n/a | n/a | Other | n/a | n/a
ServiceLifeDuration | n/a | 1900-12-31T23:59:59 | Submitted:Submitted for Approval | Type | Type 1 |  | n/a | n/a | Other | n/a | n/a
Shape | n/a | 1900-12-31T23:59:59 | Submitted:Submitted for Approval | Type | Type 1 |  | n/a | n/a | Other | n/a | n/a
Size | n/a | 1900-12-31T23:59:59 | Submitted:Submitted for Approval | Type | Type 1 |  | n/a | n/a | Other | n/a | n/a
WarrantyDescription | n/a | 1900-12-31T23:59:59 | Submitted:Submitted for Approval | Type | Type 1 |  | n/a | n/a | Other | n/a | n/a
WarrantyDurationLabour | n/a | 1900-12-31T23:59:59 | Submitted:Submitted for Approval | Type | Type 1 |  | n/a | n/a | Other | n/a | n/a
WarrantyDurationParts | n/a | 1900-12-31T23:59:59 | Submitted:Submitted for Approval | Type | Type 1 |  | n/a | n/a | Other | n/a | n/a
WarrantyGuarantorLabour | n/a | 1900-12-31T23:59:59 | Submitted:Submitted for Approval | Type | Type 1 |  | n/a | n/a | Other | n/a | n/a
WarrantyGuarantorParts | n/a | 1900-12-31T23:59:59 | Submitted:Submitted for Approval | Type | Type 1 |  | n/a | n/a | Other | n/a | n/a
ProductionYear | n/a | 1900-12-31T23:59:59 | Submitted:Submitted for Approval | Component | nbl_SanitaryAccessory_Clothes-Hook:Type 1:677284 |  | n/a | n/a | Pset_ManufacturerTypeInformation | n/a | n/a
Host | n/a | 1900-12-31T23:59:59 | Submitted:Submitted for Approval | Component | nbl_SanitaryAccessory_Clothes-Hook:Type 1:677284 | Level : Ground Floor | n/a | n/a | Constraints | n/a | n/a
Level | n/a | 1900-12-31T23:59:59 | Submitted:Submitted for Approval | Component | nbl_SanitaryAccessory_Clothes-Hook:Type 1:677284 | Level: Ground Floor | n/a | n/a | Constraints | n/a | n/a
Moves With Nearby Elements | n/a | 1900-12-31T23:59:59 | Submitted:Submitted for Approval | Component | nbl_SanitaryAccessory_Clothes-Hook:Type 1:677284 | n/a | n/a | n/a | Constraints | n/a | n/a | n/a
Offset | n/a | 1900-12-31T23:59:59 | Submitted:Submitted for Approval | Component | nbl_SanitaryAccessory_Clothes-Hook:Type 1:677284 | 0 | n/a | n/a | Constraints | n/a | n/a | n/a
OffsetFromFloor | n/a | 1900-12-31T23:59:59 | Submitted:Submitted for Approval | Component | nbl_SanitaryAccessory_Clothes-Hook:Type 1:677284 | 1050 | n/a | n/a | Dimensions | n/a | n/a | n/a
ComponentNumber | n/a | 1900-12-31T23:59:59 | Submitted:Submitted for Approval | Component | nbl_SanitaryAccessory_Clothes-Hook:Type 1:677284 |  | n/a | n/a | Identity Data | n/a | n/a
Mark | n/a | 1900-12-31T23:59:59 | Submitted:Submitted for Approval | Component | nbl_SanitaryAccessory_Clothes-Hook:Type 1:677284 | 117 | n/a | n/a | Identity Data | n/a | n/a
AssetIdentifier | n/a | 1900-12-31T23:59:59 | Submitted:Submitted for Approval | Component | nbl_SanitaryAccessory_Clothes-Hook:Type 1:677284 |  | n/a | n/a | Other | n/a | n/a
BarCode | n/a | 1900-12-31T23:59:59 | Submitted:Submitted for Approval | Component | nbl_SanitaryAccessory_Clothes-Hook:Type 1:677284 |  | n/a | n/a | Other | n/a | n/a
InstallationDate | n/a | 1900-12-31T23:59:59 | Submitted:Submitted for Approval | Component | nbl_SanitaryAccessory_Clothes-Hook:Type 1:677284 |  | n/a | n/a | Other | n/a | n/a
SerialNumber | n/a | 1900-12-31T23:59:59 | Submitted:Submitted for Approval | Component | nbl_SanitaryAccessory_Clothes-Hook:Type 1:677284 |  | n/a | n/a | Other | n/a | n/a
TagNumber | n/a | 1900-12-31T23:59:59 | Submitted:Submitted for Approval | Component | nbl_SanitaryAccessory_Clothes-Hook:Type 1:677284 |  | n/a | n/a | Other | n/a | n/a
WarrantyStartDate | n/a | 1900-12-31T23:59:59 | Submitted:Submitted for Approval | Component | nbl_SanitaryAccessory_Clothes-Hook:Type 1:677284 |  | n/a | n/a | Other | n/a | n/a
Phase Created | n/a | 1900-12-31T23:59:59 | Submitted:Submitted for Approval | Component | nbl_SanitaryAccessory_Clothes-Hook:Type 1:677284 | New Construction | n/a | n/a | Phasing | n/a | n/a
SanitarywareSet | n/a | 1900-12-31T23:59:59 | Submitted:Submitted for Approval | Component | nbl_SanitaryAccessory_Clothes-Hook:Type 1:677284 |  | n/a | n/a | Text | n/a | n/a
Depth | n/a | 1900-12-31T23:59:59 | Submitted:Submitted for Approval | Type | Type 1 | 20 | n/a | n/a | Dimensions | n/a | n/a | n/a
Height | n/a | 1900-12-31T23:59:59 | Submitted:Submitted for Approval | Type | Type 1 | 100 | n/a | n/a | Dimensions | n/a | n/a | n/a
Length | n/a | 1900-12-31T23:59:59 | Submitted:Submitted for Approval | Type | Type 1 | 20 | n/a | n/a | Dimensions | n/a | n/a | n/a
Width | n/a | 1900-12-31T23:59:59 | Submitted:Submitted for Approval | Type | Type 1 | 10 | n/a | n/a | Dimensions | n/a | n/a | n/a
Assembly Code | n/a | 1900-12-31T23:59:59 | Submitted:Submitted for Approval | Type | Type 1 |  | n/a | n/a | Identity Data | n/a | n/a
Assembly Description | n/a | 1900-12-31T23:59:59 | Submitted:Submitted for Approval | Type | Type 1 |  | n/a | n/a | Identity Data | n/a | n/a
Description | n/a | 1900-12-31T23:59:59 | Submitted:Submitted for Approval | Type | Type 1 | Wall mounted individual clothes hook | n/a | n/a | Identity Data | n/a | n/a
Help | n/a | 1900-12-31T23:59:59 | Submitted:Submitted for Approval | Type | Type 1 | www.nationalbimlibrary.com | n/a | n/a | Identity Data | n/a | n/a
IssueDate | n/a | 1900-12-31T23:59:59 | Submitted:Submitted for Approval | Type | Type 1 |  | n/a | n/a | Identity Data | n/a | n/a
NBSDescription | n/a | 1900-12-31T23:59:59 | Submitted:Submitted for Approval | Type | Type 1 | Clothes hooks | n/a | n/a | Identity Data | n/a | n/a
NBSReference | n/a | 1900-12-31T23:59:59 | Submitted:Submitted for Approval | Type | Type 1 | 45-35-72/322 | n/a | n/a | Identity Data | n/a | n/a
OmniClass Number | n/a | 1900-12-31T23:59:59 | Submitted:Submitted for Approval | Type | Type 1 |  | n/a | n/a | Identity Data | n/a | n/a
OmniClass Title | n/a | 1900-12-31T23:59:59 | Submitted:Submitted for Approval | Type | Type 1 |  | n/a | n/a | Identity Data | n/a | n/a
Version | n/a | 1900-12-31T23:59:59 | Submitted:Submitted for Approval | Type | Type 1 |  | n/a | n/a | Identity Data | n/a | n/a
ClothesHookMaterial | n/a | 1900-12-31T23:59:59 | Submitted:Submitted for Approval | Type | Type 1 | nbl_ConceptSolid | n/a | n/a | Materials and Finishes | n/a | n/a
Colour | n/a | 1900-12-31T23:59:59 | Submitted:Submitted for Approval | Type | Type 1 |  | n/a | n/a | Other | n/a | n/a
Constituents | n/a | 1900-12-31T23:59:59 | Submitted:Submitted for Approval | Type | Type 1 |  | n/a | n/a | Other | n/a | n/a
Features | n/a | 1900-12-31T23:59:59 | Submitted:Submitted for Approval | Type | Type 1 |  | n/a | n/a | Other | n/a | n/a
Finish | n/a | 1900-12-31T23:59:59 | Submitted:Submitted for Approval | Type | Type 1 |  | n/a | n/a | Other | n/a | n/a
Grade | n/a | 1900-12-31T23:59:59 | Submitted:Submitted for Approval | Type | Type 1 |  | n/a | n/a | Other | n/a | n/a
Material | n/a | 1900-12-31T23:59:59 | Submitted:Submitted for Approval | Type | Type 1 |  | n/a | n/a | Other | n/a | n/a
NominalHeight | n/a | 1900-12-31T23:59:59 | Submitted:Submitted for Approval | Type | Type 1 | 100 | n/a | n/a | Other | n/a | n/a | n/a
NominalLength | n/a | 1900-12-31T23:59:59 | Submitted:Submitted for Approval | Type | Type 1 | 20 | n/a | n/a | Other | n/a | n/a | n/a
NominalWidth | n/a | 1900-12-31T23:59:59 | Submitted:Submitted for Approval | Type | Type 1 | 10 | n/a | n/a | Other | n/a | n/a | n/a
ProductionYear | n/a | 1900-12-31T23:59:59 | Submitted:Submitted for Approval | Type | Type 1 |  | n/a | n/a | Other | n/a | n/a
ReplacementCost | n/a | 1900-12-31T23:59:59 | Submitted:Submitted for Approval | Type | Type 1 |  | n/a | n/a | Other | n/a | n/a
ServiceLifeDuration | n/a | 1900-12-31T23:59:59 | Submitted:Submitted for Approval | Type | Type 1 |  | n/a | n/a | Other | n/a | n/a
Shape | n/a | 1900-12-31T23:59:59 | Submitted:Submitted for Approval | Type | Type 1 |  | n/a | n/a | Other | n/a | n/a
Size | n/a | 1900-12-31T23:59:59 | Submitted:Submitted for Approval | Type | Type 1 |  | n/a | n/a | Other | n/a | n/a
WarrantyDescription | n/a | 1900-12-31T23:59:59 | Submitted:Submitted for Approval | Type | Type 1 |  | n/a | n/a | Other | n/a | n/a
WarrantyDurationLabour | n/a | 1900-12-31T23:59:59 | Submitted:Submitted for Approval | Type | Type 1 |  | n/a | n/a | Other | n/a | n/a
WarrantyDurationParts | n/a | 1900-12-31T23:59:59 | Submitted:Submitted for Approval | Type | Type 1 |  | n/a | n/a | Other | n/a | n/a
WarrantyGuarantorLabour | n/a | 1900-12-31T23:59:59 | Submitted:Submitted for Approval | Type | Type 1 |  | n/a | n/a | Other | n/a | n/a
WarrantyGuarantorParts | n/a | 1900-12-31T23:59:59 | Submitted:Submitted for Approval | Type | Type 1 |  | n/a | n/a | Other | n/a | n/a
ProductionYear | n/a | 1900-12-31T23:59:59 | Submitted:Submitted for Approval | Component | nbl_SanitaryAccessory_Clothes-Hook:Type 1:677285 |  | n/a | n/a | Pset_ManufacturerTypeInformation | n/a | n/a
Host | n/a | 1900-12-31T23:59:59 | Submitted:Submitted for Approval | Component | nbl_SanitaryAccessory_Clothes-Hook:Type 1:677285 | Level : Ground Floor | n/a | n/a | Constraints | n/a | n/a
Level | n/a | 1900-12-31T23:59:59 | Submitted:Submitted for Approval | Component | nbl_SanitaryAccessory_Clothes-Hook:Type 1:677285 | Level: Ground Floor | n/a | n/a | Constraints | n/a | n/a
Moves With Nearby Elements | n/a | 1900-12-31T23:59:59 | Submitted:Submitted for Approval | Component | nbl_SanitaryAccessory_Clothes-Hook:Type 1:677285 | n/a | n/a | n/a | Constraints | n/a | n/a | n/a
Offset | n/a | 1900-12-31T23:59:59 | Submitted:Submitted for Approval | Component | nbl_SanitaryAccessory_Clothes-Hook:Type 1:677285 | 0 | n/a | n/a | Constraints | n/a | n/a | n/a
OffsetFromFloor | n/a | 1900-12-31T23:59:59 | Submitted:Submitted for Approval | Component | nbl_SanitaryAccessory_Clothes-Hook:Type 1:677285 | 1400 | n/a | n/a | Dimensions | n/a | n/a | n/a
ComponentNumber | n/a | 1900-12-31T23:59:59 | Submitted:Submitted for Approval | Component | nbl_SanitaryAccessory_Clothes-Hook:Type 1:677285 |  | n/a | n/a | Identity Data | n/a | n/a
Mark | n/a | 1900-12-31T23:59:59 | Submitted:Submitted for Approval | Component | nbl_SanitaryAccessory_Clothes-Hook:Type 1:677285 | 118 | n/a | n/a | Identity Data | n/a | n/a
AssetIdentifier | n/a | 1900-12-31T23:59:59 | Submitted:Submitted for Approval | Component | nbl_SanitaryAccessory_Clothes-Hook:Type 1:677285 |  | n/a | n/a | Other | n/a | n/a
BarCode | n/a | 1900-12-31T23:59:59 | Submitted:Submitted for Approval | Component | nbl_SanitaryAccessory_Clothes-Hook:Type 1:677285 |  | n/a | n/a | Other | n/a | n/a
InstallationDate | n/a | 1900-12-31T23:59:59 | Submitted:Submitted for Approval | Component | nbl_SanitaryAccessory_Clothes-Hook:Type 1:677285 |  | n/a | n/a | Other | n/a | n/a
SerialNumber | n/a | 1900-12-31T23:59:59 | Submitted:Submitted for Approval | Component | nbl_SanitaryAccessory_Clothes-Hook:Type 1:677285 |  | n/a | n/a | Other | n/a | n/a
TagNumber | n/a | 1900-12-31T23:59:59 | Submitted:Submitted for Approval | Component | nbl_SanitaryAccessory_Clothes-Hook:Type 1:677285 |  | n/a | n/a | Other | n/a | n/a
WarrantyStartDate | n/a | 1900-12-31T23:59:59 | Submitted:Submitted for Approval | Component | nbl_SanitaryAccessory_Clothes-Hook:Type 1:677285 |  | n/a | n/a | Other | n/a | n/a
Phase Created | n/a | 1900-12-31T23:59:59 | Submitted:Submitted for Approval | Component | nbl_SanitaryAccessory_Clothes-Hook:Type 1:677285 | New Construction | n/a | n/a | Phasing | n/a | n/a
SanitarywareSet | n/a | 1900-12-31T23:59:59 | Submitted:Submitted for Approval | Component | nbl_SanitaryAccessory_Clothes-Hook:Type 1:677285 |  | n/a | n/a | Text | n/a | n/a
BaseClearanceZone | n/a | 1900-12-31T23:59:59 | Submitted:Submitted for Approval | Type | Type 1 | 300 | n/a | n/a | Constraints | n/a | n/a | n/a
FrontClearanceZone | n/a | 1900-12-31T23:59:59 | Submitted:Submitted for Approval | Type | Type 1 | 300 | n/a | n/a | Constraints | n/a | n/a | n/a
LHSClearanceZone | n/a | 1900-12-31T23:59:59 | Submitted:Submitted for Approval | Type | Type 1 | 300 | n/a | n/a | Constraints | n/a | n/a | n/a
RHSClearanceZone | n/a | 1900-12-31T23:59:59 | Submitted:Submitted for Approval | Type | Type 1 | 300 | n/a | n/a | Constraints | n/a | n/a | n/a
TopClearanceZone | n/a | 1900-12-31T23:59:59 | Submitted:Submitted for Approval | Type | Type 1 | 300 | n/a | n/a | Constraints | n/a | n/a | n/a
BoilerDepth | n/a | 1900-12-31T23:59:59 | Submitted:Submitted for Approval | Type | Type 1 | 400 | n/a | n/a | Dimensions | n/a | n/a | n/a
ColdWaterInletOffsetDepth | n/a | 1900-12-31T23:59:59 | Submitted:Submitted for Approval | Type | Type 1 | 350 | n/a | n/a | Dimensions | n/a | n/a | n/a
ColdWaterInletOffsetWidth | n/a | 1900-12-31T23:59:59 | Submitted:Submitted for Approval | Type | Type 1 | 430 | n/a | n/a | Dimensions | n/a | n/a | n/a
ColdWaterInletRadius | n/a | 1900-12-31T23:59:59 | Submitted:Submitted for Approval | Type | Type 1 | 20 | n/a | n/a | Dimensions | n/a | n/a | n/a
Depth | n/a | 1900-12-31T23:59:59 | Submitted:Submitted for Approval | Type | Type 1 | 540 | n/a | n/a | Dimensions | n/a | n/a | n/a
ElectricalConnectorOffsetHeight | n/a | 1900-12-31T23:59:59 | Submitted:Submitted for Approval | Type | Type 1 | 440 | n/a | n/a | Dimensions | n/a | n/a | n/a
ElectricalConnectorOffsetWidth | n/a | 1900-12-31T23:59:59 | Submitted:Submitted for Approval | Type | Type 1 | 150 | n/a | n/a | Dimensions | n/a | n/a | n/a
FixingDepth | n/a | 1900-12-31T23:59:59 | Submitted:Submitted for Approval | Type | Type 1 | 100 | n/a | n/a | Dimensions | n/a | n/a | n/a
GasInletOffsetDepth | n/a | 1900-12-31T23:59:59 | Submitted:Submitted for Approval | Type | Type 1 | 350 | n/a | n/a | Dimensions | n/a | n/a | n/a
GasInletOffsetWidth | n/a | 1900-12-31T23:59:59 | Submitted:Submitted for Approval | Type | Type 1 | 350 | n/a | n/a | Dimensions | n/a | n/a | n/a
GasInletRadius | n/a | 1900-12-31T23:59:59 | Submitted:Submitted for Approval | Type | Type 1 | 20 | n/a | n/a | Dimensions | n/a | n/a | n/a
HeatingFlowOffsetDepth | n/a | 1900-12-31T23:59:59 | Submitted:Submitted for Approval | Type | Type 1 | 350 | n/a | n/a | Dimensions | n/a | n/a | n/a
HeatingFlowOffsetWidth | n/a | 1900-12-31T23:59:59 | Submitted:Submitted for Approval | Type | Type 1 | 200 | n/a | n/a | Dimensions | n/a | n/a | n/a
HeatingFlowRadius | n/a | 1900-12-31T23:59:59 | Submitted:Submitted for Approval | Type | Type 1 | 20 | n/a | n/a | Dimensions | n/a | n/a | n/a
HeatingReturnOffsetDepth | n/a | 1900-12-31T23:59:59 | Submitted:Submitted for Approval | Type | Type 1 | 350 | n/a | n/a | Dimensions | n/a | n/a | n/a
HeatingReturnOffsetWidth | n/a | 1900-12-31T23:59:59 | Submitted:Submitted for Approval | Type | Type 1 | 500 | n/a | n/a | Dimensions | n/a | n/a | n/a
HeatingReturnRadius | n/a | 1900-12-31T23:59:59 | Submitted:Submitted for Approval | Type | Type 1 | 20 | n/a | n/a | Dimensions | n/a | n/a | n/a
Height | n/a | 1900-12-31T23:59:59 | Submitted:Submitted for Approval | Type | Type 1 | 900 | n/a | n/a | Dimensions | n/a | n/a | n/a
HotWaterFlowOffsetDepth | n/a | 1900-12-31T23:59:59 | Submitted:Submitted for Approval | Type | Type 1 | 350 | n/a | n/a | Dimensions | n/a | n/a | n/a
HotWaterFlowOffsetWidth | n/a | 1900-12-31T23:59:59 | Submitted:Submitted for Approval | Type | Type 1 | 270 | n/a | n/a | Dimensions | n/a | n/a | n/a
HotWaterFlowRadius | n/a | 1900-12-31T23:59:59 | Submitted:Submitted for Approval | Type | Type 1 | 20 | n/a | n/a | Dimensions | n/a | n/a | n/a
Label | n/a | 1900-12-31T23:59:59 | Submitted:Submitted for Approval | Type | Type 1 | BOILER | n/a | n/a | Dimensions | n/a | n/a
LowerPanelHeight | n/a | 1900-12-31T23:59:59 | Submitted:Submitted for Approval | Type | Type 1 | 300 | n/a | n/a | Dimensions | n/a | n/a | n/a
SpigotHeight | n/a | 1900-12-31T23:59:59 | Submitted:Submitted for Approval | Type | Type 1 | 60 | n/a | n/a | Dimensions | n/a | n/a | n/a
SpigotOffsetDepth | n/a | 1900-12-31T23:59:59 | Submitted:Submitted for Approval | Type | Type 1 | 250 | n/a | n/a | Dimensions | n/a | n/a | n/a
SpigotRadius | n/a | 1900-12-31T23:59:59 | Submitted:Submitted for Approval | Type | Type 1 | 80 | n/a | n/a | Dimensions | n/a | n/a | n/a
Width | n/a | 1900-12-31T23:59:59 | Submitted:Submitted for Approval | Type | Type 1 | 700 | n/a | n/a | Dimensions | n/a | n/a | n/a
Assembly Code | n/a | 1900-12-31T23:59:59 | Submitted:Submitted for Approval | Type | Type 1 |  | n/a | n/a | Identity Data | n/a | n/a
Assembly Description | n/a | 1900-12-31T23:59:59 | Submitted:Submitted for Approval | Type | Type 1 |  | n/a | n/a | Identity Data | n/a | n/a
Author | n/a | 1900-12-31T23:59:59 | Submitted:Submitted for Approval | Type | Type 1 |  | n/a | n/a | Identity Data | n/a | n/a
Burner | n/a | 1900-12-31T23:59:59 | Submitted:Submitted for Approval | Type | Type 1 |  | n/a | n/a | Identity Data | n/a | n/a
BurnerControl | n/a | 1900-12-31T23:59:59 | Submitted:Submitted for Approval | Type | Type 1 |  | n/a | n/a | Identity Data | n/a | n/a
DutyOutput | n/a | 1900-12-31T23:59:59 | Submitted:Submitted for Approval | Type | Type 1 |  | n/a | n/a | Identity Data | n/a | n/a
DutyReference | n/a | 1900-12-31T23:59:59 | Submitted:Submitted for Approval | Type | Type 1 |  | n/a | n/a | Identity Data | n/a | n/a
ElectricalSupplyType | n/a | 1900-12-31T23:59:59 | Submitted:Submitted for Approval | Type | Type 1 |  | n/a | n/a | Identity Data | n/a | n/a
Execution | n/a | 1900-12-31T23:59:59 | Submitted:Submitted for Approval | Type | Type 1 |  | n/a | n/a | Identity Data | n/a | n/a
Fuel | n/a | 1900-12-31T23:59:59 | Submitted:Submitted for Approval | Type | Type 1 |  | n/a | n/a | Identity Data | n/a | n/a
Help | n/a | 1900-12-31T23:59:59 | Submitted:Submitted for Approval | Type | Type 1 | www.nationalBIMlibrary.com | n/a | n/a | Identity Data | n/a | n/a
IntegralControls | n/a | 1900-12-31T23:59:59 | Submitted:Submitted for Approval | Type | Type 1 |  | n/a | n/a | Identity Data | n/a | n/a
IssueDate | n/a | 1900-12-31T23:59:59 | Submitted:Submitted for Approval | Type | Type 1 | 130520 | n/a | n/a | Identity Data | n/a | n/a
ManufacturerURL | n/a | 1900-12-31T23:59:59 | Submitted:Submitted for Approval | Type | Type 1 |  | n/a | n/a | Identity Data | n/a | n/a
MaterialCasing | n/a | 1900-12-31T23:59:59 | Submitted:Submitted for Approval | Type | Type 1 |  | n/a | n/a | Identity Data | n/a | n/a
MaterialCondensingSection | n/a | 1900-12-31T23:59:59 | Submitted:Submitted for Approval | Type | Type 1 |  | n/a | n/a | Identity Data | n/a | n/a
MaterialHeatExchanger | n/a | 1900-12-31T23:59:59 | Submitted:Submitted for Approval | Type | Type 1 |  | n/a | n/a | Identity Data | n/a | n/a
ModelReference | n/a | 1900-12-31T23:59:59 | Submitted:Submitted for Approval | Type | Type 1 |  | n/a | n/a | Identity Data | n/a | n/a
Mounting | n/a | 1900-12-31T23:59:59 | Submitted:Submitted for Approval | Type | Type 1 |  | n/a | n/a | Identity Data | n/a | n/a
NBSDescription | n/a | 1900-12-31T23:59:59 | Submitted:Submitted for Approval | Type | Type 1 | Gas fired condensing boiler | n/a | n/a | Identity Data | n/a | n/a
NBSReference | n/a | 1900-12-31T23:59:59 | Submitted:Submitted for Approval | Type | Type 1 | 90-40-05 | n/a | n/a | Identity Data | n/a | n/a
NOxEmissionsMaximum | n/a | 1900-12-31T23:59:59 | Submitted:Submitted for Approval | Type | Type 1 |  | n/a | n/a | Identity Data | n/a | n/a
OmniClass Number | n/a | 1900-12-31T23:59:59 | Submitted:Submitted for Approval | Type | Type 1 |  | n/a | n/a | Identity Data | n/a | n/a
OmniClass Title | n/a | 1900-12-31T23:59:59 | Submitted:Submitted for Approval | Type | Type 1 |  | n/a | n/a | Identity Data | n/a | n/a
OperatingPressure | n/a | 1900-12-31T23:59:59 | Submitted:Submitted for Approval | Type | Type 1 |  | n/a | n/a | Identity Data | n/a | n/a
OperatingTemperature | n/a | 1900-12-31T23:59:59 | Submitted:Submitted for Approval | Type | Type 1 |  | n/a | n/a | Identity Data | n/a | n/a
Safety | n/a | 1900-12-31T23:59:59 | Submitted:Submitted for Approval | Type | Type 1 |  | n/a | n/a | Identity Data | n/a | n/a
SeasonalEfficiencyGrossCalorificValueMinimum | n/a | 1900-12-31T23:59:59 | Submitted:Submitted for Approval | Type | Type 1 |  | n/a | n/a | Identity Data | n/a | n/a
TestPressure | n/a | 1900-12-31T23:59:59 | Submitted:Submitted for Approval | Type | Type 1 |  | n/a | n/a | Identity Data | n/a | n/a
ThermalPerformanceTesting | n/a | 1900-12-31T23:59:59 | Submitted:Submitted for Approval | Type | Type 1 |  | n/a | n/a | Identity Data | n/a | n/a
Version | n/a | 1900-12-31T23:59:59 | Submitted:Submitted for Approval | Type | Type 1 | 1.0 | n/a | n/a | Identity Data | n/a | n/a
BoilerMaterial | n/a | 1900-12-31T23:59:59 | Submitted:Submitted for Approval | Type | Type 1 | nbl_ConceptWhite | n/a | n/a | Materials and Finishes | n/a | n/a
FixingMaterial | n/a | 1900-12-31T23:59:59 | Submitted:Submitted for Approval | Type | Type 1 | nbl_ConceptWhite | n/a | n/a | Materials and Finishes | n/a | n/a
LowerPanelMaterial | n/a | 1900-12-31T23:59:59 | Submitted:Submitted for Approval | Type | Type 1 | nbl_ConceptWhite | n/a | n/a | Materials and Finishes | n/a | n/a
SpigotMaterial | n/a | 1900-12-31T23:59:59 | Submitted:Submitted for Approval | Type | Type 1 | nbl_ConceptWhite | n/a | n/a | Materials and Finishes | n/a | n/a
AccessibilityPerformance | n/a | 1900-12-31T23:59:59 | Submitted:Submitted for Approval | Type | Type 1 |  | n/a | n/a | Other | n/a | n/a
AssetIdentifier | n/a | 1900-12-31T23:59:59 | Submitted:Submitted for Approval | Type | Type 1 |  | n/a | n/a | Other | n/a | n/a
BarCode | n/a | 1900-12-31T23:59:59 | Submitted:Submitted for Approval | Type | Type 1 |  | n/a | n/a | Other | n/a | n/a
CodePerformance | n/a | 1900-12-31T23:59:59 | Submitted:Submitted for Approval | Type | Type 1 |  | n/a | n/a | Other | n/a | n/a
Colour | n/a | 1900-12-31T23:59:59 | Submitted:Submitted for Approval | Type | Type 1 |  | n/a | n/a | Other | n/a | n/a
Constituents | n/a | 1900-12-31T23:59:59 | Submitted:Submitted for Approval | Type | Type 1 |  | n/a | n/a | Other | n/a | n/a
Documentation | n/a | 1900-12-31T23:59:59 | Submitted:Submitted for Approval | Type | Type 1 |  | n/a | n/a | Other | n/a | n/a
DocumentReference | n/a | 1900-12-31T23:59:59 | Submitted:Submitted for Approval | Type | Type 1 |  | n/a | n/a | Other | n/a | n/a
Features | n/a | 1900-12-31T23:59:59 | Submitted:Submitted for Approval | Type | Type 1 |  | n/a | n/a | Other | n/a | n/a
Finish | n/a | 1900-12-31T23:59:59 | Submitted:Submitted for Approval | Type | Type 1 |  | n/a | n/a | Other | n/a | n/a
Grade | n/a | 1900-12-31T23:59:59 | Submitted:Submitted for Approval | Type | Type 1 |  | n/a | n/a | Other | n/a | n/a
GrossWeight | n/a | 1900-12-31T23:59:59 | Submitted:Submitted for Approval | Type | Type 1 |  | n/a | n/a | Other | n/a | n/a
InstallationDate | n/a | 1900-12-31T23:59:59 | Submitted:Submitted for Approval | Type | Type 1 |  | n/a | n/a | Other | n/a | n/a
IsWaterStorageHeater | n/a | 1900-12-31T23:59:59 | Submitted:Submitted for Approval | Type | Type 1 | n/a | n/a | n/a | Other | n/a | n/a | n/a
LifeCyclePhase | n/a | 1900-12-31T23:59:59 | Submitted:Submitted for Approval | Type | Type 1 |  | n/a | n/a | Other | n/a | n/a
Material | n/a | 1900-12-31T23:59:59 | Submitted:Submitted for Approval | Type | Type 1 |  | n/a | n/a | Other | n/a | n/a
MethodOfMeasurement | n/a | 1900-12-31T23:59:59 | Submitted:Submitted for Approval | Type | Type 1 |  | n/a | n/a | Other | n/a | n/a
ModelLabel | n/a | 1900-12-31T23:59:59 | Submitted:Submitted for Approval | Type | Type 1 |  | n/a | n/a | Other | n/a | n/a
NetWeight | n/a | 1900-12-31T23:59:59 | Submitted:Submitted for Approval | Type | Type 1 |  | n/a | n/a | Other | n/a | n/a
NominalEnergyConsumption | n/a | 1900-12-31T23:59:59 | Submitted:Submitted for Approval | Type | Type 1 | 0 | n/a | n/a | Other | n/a | n/a | n/a
NominalHeight | n/a | 1900-12-31T23:59:59 | Submitted:Submitted for Approval | Type | Type 1 | 900 | n/a | n/a | Other | n/a | n/a | n/a
NominalLength | n/a | 1900-12-31T23:59:59 | Submitted:Submitted for Approval | Type | Type 1 | 0 | n/a | n/a | Other | n/a | n/a | n/a
NominalPartLoadRatio | n/a | 1900-12-31T23:59:59 | Submitted:Submitted for Approval | Type | Type 1 | 0 | n/a | n/a | Other | n/a | n/a | n/a
NominalWidth | n/a | 1900-12-31T23:59:59 | Submitted:Submitted for Approval | Type | Type 1 | 700 | n/a | n/a | Other | n/a | n/a | n/a
OperatingMode | n/a | 1900-12-31T23:59:59 | Submitted:Submitted for Approval | Type | Type 1 |  | n/a | n/a | Other | n/a | n/a
OutletTemperatureRange | n/a | 1900-12-31T23:59:59 | Submitted:Submitted for Approval | Type | Type 1 |  | n/a | n/a | Other | n/a | n/a
PressureRating | n/a | 1900-12-31T23:59:59 | Submitted:Submitted for Approval | Type | Type 1 |  | n/a | n/a | Other | n/a | n/a
Process | n/a | 1900-12-31T23:59:59 | Submitted:Submitted for Approval | Type | Type 1 |  | n/a | n/a | Other | n/a | n/a
ProductionYear | n/a | 1900-12-31T23:59:59 | Submitted:Submitted for Approval | Type | Type 1 |  | n/a | n/a | Other | n/a | n/a
ReferenceStandard | n/a | 1900-12-31T23:59:59 | Submitted:Submitted for Approval | Type | Type 1 |  | n/a | n/a | Other | n/a | n/a
ReplacementCost | n/a | 1900-12-31T23:59:59 | Submitted:Submitted for Approval | Type | Type 1 |  | n/a | n/a | Other | n/a | n/a
SerialNumber | n/a | 1900-12-31T23:59:59 | Submitted:Submitted for Approval | Type | Type 1 |  | n/a | n/a | Other | n/a | n/a
ServiceLifeDuration | n/a | 1900-12-31T23:59:59 | Submitted:Submitted for Approval | Type | Type 1 |  | n/a | n/a | Other | n/a | n/a
ServiceLifeType | n/a | 1900-12-31T23:59:59 | Submitted:Submitted for Approval | Type | Type 1 |  | n/a | n/a | Other | n/a | n/a
Shape | n/a | 1900-12-31T23:59:59 | Submitted:Submitted for Approval | Type | Type 1 |  | n/a | n/a | Other | n/a | n/a
Size | n/a | 1900-12-31T23:59:59 | Submitted:Submitted for Approval | Type | Type 1 |  | n/a | n/a | Other | n/a | n/a
SustainabilityPerformance | n/a | 1900-12-31T23:59:59 | Submitted:Submitted for Approval | Type | Type 1 |  | n/a | n/a | Other | n/a | n/a
TagNumber | n/a | 1900-12-31T23:59:59 | Submitted:Submitted for Approval | Type | Type 1 |  | n/a | n/a | Other | n/a | n/a
TotalSurfaceArea | n/a | 1900-12-31T23:59:59 | Submitted:Submitted for Approval | Type | Type 1 |  | n/a | n/a | Other | n/a | n/a
WarrantyDescription | n/a | 1900-12-31T23:59:59 | Submitted:Submitted for Approval | Type | Type 1 |  | n/a | n/a | Other | n/a | n/a
WarrantyDurationLabour | n/a | 1900-12-31T23:59:59 | Submitted:Submitted for Approval | Type | Type 1 |  | n/a | n/a | Other | n/a | n/a
WarrantyDurationParts | n/a | 1900-12-31T23:59:59 | Submitted:Submitted for Approval | Type | Type 1 |  | n/a | n/a | Other | n/a | n/a
WarrantyGuarantorLabour | n/a | 1900-12-31T23:59:59 | Submitted:Submitted for Approval | Type | Type 1 |  | n/a | n/a | Other | n/a | n/a
WarrantyGuarantorParts | n/a | 1900-12-31T23:59:59 | Submitted:Submitted for Approval | Type | Type 1 |  | n/a | n/a | Other | n/a | n/a
WarrantyStartDate | n/a | 1900-12-31T23:59:59 | Submitted:Submitted for Approval | Type | Type 1 |  | n/a | n/a | Other | n/a | n/a
WaterInletTemperatureRange | n/a | 1900-12-31T23:59:59 | Submitted:Submitted for Approval | Type | Type 1 |  | n/a | n/a | Other | n/a | n/a
WaterStorageCapacity | n/a | 1900-12-31T23:59:59 | Submitted:Submitted for Approval | Type | Type 1 |  | n/a | n/a | Other | n/a | n/a
Reference | n/a | 1900-12-31T23:59:59 | Submitted:Submitted for Approval | Component | nbl_GasFiredCondensingBoiler_1.0:Type 1:699142 | Type 1 | n/a | n/a | Pset_BuildingElementProxyCommon | n/a | n/a
ModelReference | n/a | 1900-12-31T23:59:59 | Submitted:Submitted for Approval | Component | nbl_GasFiredCondensingBoiler_1.0:Type 1:699142 |  | n/a | n/a | Pset_ManufacturerTypeInformation | n/a | n/a
ModelLabel | n/a | 1900-12-31T23:59:59 | Submitted:Submitted for Approval | Component | nbl_GasFiredCondensingBoiler_1.0:Type 1:699142 |  | n/a | n/a | Pset_ManufacturerTypeInformation | n/a | n/a
ProductionYear | n/a | 1900-12-31T23:59:59 | Submitted:Submitted for Approval | Component | nbl_GasFiredCondensingBoiler_1.0:Type 1:699142 |  | n/a | n/a | Pset_ManufacturerTypeInformation | n/a | n/a
Elevation | n/a | 1900-12-31T23:59:59 | Submitted:Submitted for Approval | Component | nbl_GasFiredCondensingBoiler_1.0:Type 1:699142 | 1200 | n/a | n/a | Constraints | n/a | n/a | n/a
Level | n/a | 1900-12-31T23:59:59 | Submitted:Submitted for Approval | Component | nbl_GasFiredCondensingBoiler_1.0:Type 1:699142 | Level: Ground Floor | n/a | n/a | Constraints | n/a | n/a
Circuit Number | n/a | 1900-12-31T23:59:59 | Submitted:Submitted for Approval | Component | nbl_GasFiredCondensingBoiler_1.0:Type 1:699142 |  | n/a | n/a | Electrical - Loads | n/a | n/a
Panel | n/a | 1900-12-31T23:59:59 | Submitted:Submitted for Approval | Component | nbl_GasFiredCondensingBoiler_1.0:Type 1:699142 |  | n/a | n/a | Electrical - Loads | n/a | n/a
Mark | n/a | 1900-12-31T23:59:59 | Submitted:Submitted for Approval | Component | nbl_GasFiredCondensingBoiler_1.0:Type 1:699142 | 1 | n/a | n/a | Identity Data | n/a | n/a
System Classification | n/a | 1900-12-31T23:59:59 | Submitted:Submitted for Approval | Component | nbl_GasFiredCondensingBoiler_1.0:Type 1:699142 | Hydronic Supply,Hydronic Return,Hydronic Supply,Exhaust Air,Supply Air,Communication | n/a | n/a | Mechanical | n/a | n/a
System Name | n/a | 1900-12-31T23:59:59 | Submitted:Submitted for Approval | Component | nbl_GasFiredCondensingBoiler_1.0:Type 1:699142 |  | n/a | n/a | Mechanical | n/a | n/a
Phase Created | n/a | 1900-12-31T23:59:59 | Submitted:Submitted for Approval | Component | nbl_GasFiredCondensingBoiler_1.0:Type 1:699142 | New Construction | n/a | n/a | Phasing | n/a | n/a
ClearanceZone | n/a | 1900-12-31T23:59:59 | Submitted:Submitted for Approval | Component | nbl_GasFiredCondensingBoiler_1.0:Type 1:699142 | TRUE | n/a | n/a | Visibility | n/a | n/a | n/a
BaseClearanceZone | n/a | 1900-12-31T23:59:59 | Submitted:Submitted for Approval | Type | nbl_LiquidImmersedTransformer_1.0 | 0 | n/a | n/a | Constraints | n/a | n/a | n/a
FrontClearanceZone | n/a | 1900-12-31T23:59:59 | Submitted:Submitted for Approval | Type | nbl_LiquidImmersedTransformer_1.0 | 0 | n/a | n/a | Constraints | n/a | n/a | n/a
LHSClearanceZone | n/a | 1900-12-31T23:59:59 | Submitted:Submitted for Approval | Type | nbl_LiquidImmersedTransformer_1.0 | 0 | n/a | n/a | Constraints | n/a | n/a | n/a
RHSClearanceZone | n/a | 1900-12-31T23:59:59 | Submitted:Submitted for Approval | Type | nbl_LiquidImmersedTransformer_1.0 | 0 | n/a | n/a | Constraints | n/a | n/a | n/a
TopClearanceZone | n/a | 1900-12-31T23:59:59 | Submitted:Submitted for Approval | Type | nbl_LiquidImmersedTransformer_1.0 | 0 | n/a | n/a | Constraints | n/a | n/a | n/a
BaseHeight | n/a | 1900-12-31T23:59:59 | Submitted:Submitted for Approval | Type | nbl_LiquidImmersedTransformer_1.0 | 200 | n/a | n/a | Dimensions | n/a | n/a | n/a
BlockHeight | n/a | 1900-12-31T23:59:59 | Submitted:Submitted for Approval | Type | nbl_LiquidImmersedTransformer_1.0 | 200 | n/a | n/a | Dimensions | n/a | n/a | n/a
BlockLength | n/a | 1900-12-31T23:59:59 | Submitted:Submitted for Approval | Type | nbl_LiquidImmersedTransformer_1.0 | 1165 | n/a | n/a | Dimensions | n/a | n/a | n/a
BlockWidth | n/a | 1900-12-31T23:59:59 | Submitted:Submitted for Approval | Type | nbl_LiquidImmersedTransformer_1.0 | 500 | n/a | n/a | Dimensions | n/a | n/a | n/a
ConnectionBoxHeight | n/a | 1900-12-31T23:59:59 | Submitted:Submitted for Approval | Type | nbl_LiquidImmersedTransformer_1.0 | 150 | n/a | n/a | Dimensions | n/a | n/a | n/a
ConnectionBoxWidth | n/a | 1900-12-31T23:59:59 | Submitted:Submitted for Approval | Type | nbl_LiquidImmersedTransformer_1.0 | 40 | n/a | n/a | Dimensions | n/a | n/a | n/a
ConOffCentre | n/a | 1900-12-31T23:59:59 | Submitted:Submitted for Approval | Type | nbl_LiquidImmersedTransformer_1.0 | 500 | n/a | n/a | Dimensions | n/a | n/a | n/a
EarthingTerminalOffsetHeight | n/a | 1900-12-31T23:59:59 | Submitted:Submitted for Approval | Type | nbl_LiquidImmersedTransformer_1.0 | 218.5741 | n/a | n/a | Dimensions | n/a | n/a | n/a
Height | n/a | 1900-12-31T23:59:59 | Submitted:Submitted for Approval | Type | nbl_LiquidImmersedTransformer_1.0 | 1660 | n/a | n/a | Dimensions | n/a | n/a | n/a
HVOffsetDepth1 | n/a | 1900-12-31T23:59:59 | Submitted:Submitted for Approval | Type | nbl_LiquidImmersedTransformer_1.0 | 200 | n/a | n/a | Dimensions | n/a | n/a | n/a
HVOffsetWidth1 | n/a | 1900-12-31T23:59:59 | Submitted:Submitted for Approval | Type | nbl_LiquidImmersedTransformer_1.0 | 250 | n/a | n/a | Dimensions | n/a | n/a | n/a
LVOffsetDepth1 | n/a | 1900-12-31T23:59:59 | Submitted:Submitted for Approval | Type | nbl_LiquidImmersedTransformer_1.0 | 200 | n/a | n/a | Dimensions | n/a | n/a | n/a
LVOffsetDepth2 | n/a | 1900-12-31T23:59:59 | Submitted:Submitted for Approval | Type | nbl_LiquidImmersedTransformer_1.0 | 200 | n/a | n/a | Dimensions | n/a | n/a | n/a
LVOffsetDepth3 | n/a | 1900-12-31T23:59:59 | Submitted:Submitted for Approval | Type | nbl_LiquidImmersedTransformer_1.0 | 200 | n/a | n/a | Dimensions | n/a | n/a | n/a
LVOffsetDepth4 | n/a | 1900-12-31T23:59:59 | Submitted:Submitted for Approval | Type | nbl_LiquidImmersedTransformer_1.0 | 200 | n/a | n/a | Dimensions | n/a | n/a | n/a
LVOffsetWidth1 | n/a | 1900-12-31T23:59:59 | Submitted:Submitted for Approval | Type | nbl_LiquidImmersedTransformer_1.0 | 50 | n/a | n/a | Dimensions | n/a | n/a | n/a
LVOffsetWidth2 | n/a | 1900-12-31T23:59:59 | Submitted:Submitted for Approval | Type | nbl_LiquidImmersedTransformer_1.0 | 150 | n/a | n/a | Dimensions | n/a | n/a | n/a
LVOffsetWidth3 | n/a | 1900-12-31T23:59:59 | Submitted:Submitted for Approval | Type | nbl_LiquidImmersedTransformer_1.0 | 250 | n/a | n/a | Dimensions | n/a | n/a | n/a
LVOffsetWidth4 | n/a | 1900-12-31T23:59:59 | Submitted:Submitted for Approval | Type | nbl_LiquidImmersedTransformer_1.0 | 350 | n/a | n/a | Dimensions | n/a | n/a | n/a
RadiatorCentreOffset | n/a | 1900-12-31T23:59:59 | Submitted:Submitted for Approval | Type | nbl_LiquidImmersedTransformer_1.0 | 300 | n/a | n/a | Dimensions | n/a | n/a | n/a
RadiatorCount | n/a | 1900-12-31T23:59:59 | Submitted:Submitted for Approval | Type | nbl_LiquidImmersedTransformer_1.0 | 7 | n/a | n/a | Dimensions | n/a | n/a | n/a
RadiatorDepthOffset | n/a | 1900-12-31T23:59:59 | Submitted:Submitted for Approval | Type | nbl_LiquidImmersedTransformer_1.0 | 300 | n/a | n/a | Dimensions | n/a | n/a | n/a
RadiatorHeight | n/a | 1900-12-31T23:59:59 | Submitted:Submitted for Approval | Type | nbl_LiquidImmersedTransformer_1.0 | 1260 | n/a | n/a | Dimensions | n/a | n/a | n/a
RadiatorLength | n/a | 1900-12-31T23:59:59 | Submitted:Submitted for Approval | Type | nbl_LiquidImmersedTransformer_1.0 | 1000 | n/a | n/a | Dimensions | n/a | n/a | n/a
RadiatorTopHeight | n/a | 1900-12-31T23:59:59 | Submitted:Submitted for Approval | Type | nbl_LiquidImmersedTransformer_1.0 | 1460 | n/a | n/a | Dimensions | n/a | n/a | n/a
RadiatorWidth | n/a | 1900-12-31T23:59:59 | Submitted:Submitted for Approval | Type | nbl_LiquidImmersedTransformer_1.0 | 300 | n/a | n/a | Dimensions | n/a | n/a | n/a
RearClearanceZone | n/a | 1900-12-31T23:59:59 | Submitted:Submitted for Approval | Type | nbl_LiquidImmersedTransformer_1.0 | 0 | n/a | n/a | Dimensions | n/a | n/a | n/a
SideBox1Depth | n/a | 1900-12-31T23:59:59 | Submitted:Submitted for Approval | Type | nbl_LiquidImmersedTransformer_1.0 | 300 | n/a | n/a | Dimensions | n/a | n/a | n/a
SideBox2Depth | n/a | 1900-12-31T23:59:59 | Submitted:Submitted for Approval | Type | nbl_LiquidImmersedTransformer_1.0 | 300 | n/a | n/a | Dimensions | n/a | n/a | n/a
SideBoxesHeight | n/a | 1900-12-31T23:59:59 | Submitted:Submitted for Approval | Type | nbl_LiquidImmersedTransformer_1.0 | 800 | n/a | n/a | Dimensions | n/a | n/a | n/a
SideBoxesWidth | n/a | 1900-12-31T23:59:59 | Submitted:Submitted for Approval | Type | nbl_LiquidImmersedTransformer_1.0 | 500 | n/a | n/a | Dimensions | n/a | n/a | n/a
Width | n/a | 1900-12-31T23:59:59 | Submitted:Submitted for Approval | Type | nbl_LiquidImmersedTransformer_1.0 | 2500 | n/a | n/a | Dimensions | n/a | n/a | n/a
Voltage | n/a | 1900-12-31T23:59:59 | Submitted:Submitted for Approval | Type | nbl_LiquidImmersedTransformer_1.0 |  | n/a | n/a | Electrical | n/a | n/a
Assembly Code | n/a | 1900-12-31T23:59:59 | Submitted:Submitted for Approval | Type | nbl_LiquidImmersedTransformer_1.0 |  | n/a | n/a | Identity Data | n/a | n/a
Assembly Description | n/a | 1900-12-31T23:59:59 | Submitted:Submitted for Approval | Type | nbl_LiquidImmersedTransformer_1.0 |  | n/a | n/a | Identity Data | n/a | n/a
Author | n/a | 1900-12-31T23:59:59 | Submitted:Submitted for Approval | Type | nbl_LiquidImmersedTransformer_1.0 | NBS | n/a | n/a | Identity Data | n/a | n/a
CoolingArrangementCirculationMethodExternal | n/a | 1900-12-31T23:59:59 | Submitted:Submitted for Approval | Type | nbl_LiquidImmersedTransformer_1.0 |  | n/a | n/a | Identity Data | n/a | n/a
CoolingArrangementCirculationMethodInternal | n/a | 1900-12-31T23:59:59 | Submitted:Submitted for Approval | Type | nbl_LiquidImmersedTransformer_1.0 |  | n/a | n/a | Identity Data | n/a | n/a
CoolingArrangementExternal | n/a | 1900-12-31T23:59:59 | Submitted:Submitted for Approval | Type | nbl_LiquidImmersedTransformer_1.0 |  | n/a | n/a | Identity Data | n/a | n/a
CoolingArrangementInternalDialectric | n/a | 1900-12-31T23:59:59 | Submitted:Submitted for Approval | Type | nbl_LiquidImmersedTransformer_1.0 |  | n/a | n/a | Identity Data | n/a | n/a
CoreMaterial | n/a | 1900-12-31T23:59:59 | Submitted:Submitted for Approval | Type | nbl_LiquidImmersedTransformer_1.0 |  | n/a | n/a | Identity Data | n/a | n/a
Help | n/a | 1900-12-31T23:59:59 | Submitted:Submitted for Approval | Type | nbl_LiquidImmersedTransformer_1.0 | www.nationalBIMlibrary.com | n/a | n/a | Identity Data | n/a | n/a
HighAndLowVoltageCableTerminations | n/a | 1900-12-31T23:59:59 | Submitted:Submitted for Approval | Type | nbl_LiquidImmersedTransformer_1.0 |  | n/a | n/a | Identity Data | n/a | n/a
HighAndLowVoltageCableTerminationsPosition | n/a | 1900-12-31T23:59:59 | Submitted:Submitted for Approval | Type | nbl_LiquidImmersedTransformer_1.0 |  | n/a | n/a | Identity Data | n/a | n/a
HighestVoltageEquipmentWindings | n/a | 1900-12-31T23:59:59 | Submitted:Submitted for Approval | Type | nbl_LiquidImmersedTransformer_1.0 |  | n/a | n/a | Identity Data | n/a | n/a
HighVoltageConnectionArrangementCableEntry | n/a | 1900-12-31T23:59:59 | Submitted:Submitted for Approval | Type | nbl_LiquidImmersedTransformer_1.0 |  | n/a | n/a | Identity Data | n/a | n/a
HighVoltageConnectionArrangementTypeOfEnclosure | n/a | 1900-12-31T23:59:59 | Submitted:Submitted for Approval | Type | nbl_LiquidImmersedTransformer_1.0 |  | n/a | n/a | Identity Data | n/a | n/a
IndicatorsAndAlarmsLocalAudibleAlarmSystems | n/a | 1900-12-31T23:59:59 | Submitted:Submitted for Approval | Type | nbl_LiquidImmersedTransformer_1.0 |  | n/a | n/a | Identity Data | n/a | n/a
IndicatorsAndAlarmsThermalProtection | n/a | 1900-12-31T23:59:59 | Submitted:Submitted for Approval | Type | nbl_LiquidImmersedTransformer_1.0 |  | n/a | n/a | Identity Data | n/a | n/a
IndicatorsAndAlarmsType | n/a | 1900-12-31T23:59:59 | Submitted:Submitted for Approval | Type | nbl_LiquidImmersedTransformer_1.0 |  | n/a | n/a | Identity Data | n/a | n/a
IssueDate | n/a | 1900-12-31T23:59:59 | Submitted:Submitted for Approval | Type | nbl_LiquidImmersedTransformer_1.0 | 130520 | n/a | n/a | Identity Data | n/a | n/a
LiquidPreservation | n/a | 1900-12-31T23:59:59 | Submitted:Submitted for Approval | Type | nbl_LiquidImmersedTransformer_1.0 |  | n/a | n/a | Identity Data | n/a | n/a
LowVoltageConnectionArrangementCableEntry | n/a | 1900-12-31T23:59:59 | Submitted:Submitted for Approval | Type | nbl_LiquidImmersedTransformer_1.0 |  | n/a | n/a | Identity Data | n/a | n/a
LowVoltageConnectionArrangementTypeOfEnclosure | n/a | 1900-12-31T23:59:59 | Submitted:Submitted for Approval | Type | nbl_LiquidImmersedTransformer_1.0 |  | n/a | n/a | Identity Data | n/a | n/a
ManufacturerURL | n/a | 1900-12-31T23:59:59 | Submitted:Submitted for Approval | Type | nbl_LiquidImmersedTransformer_1.0 |  | n/a | n/a | Identity Data | n/a | n/a
ModelReference | n/a | 1900-12-31T23:59:59 | Submitted:Submitted for Approval | Type | nbl_LiquidImmersedTransformer_1.0 |  | n/a | n/a | Identity Data | n/a | n/a
NBSDescription | n/a | 1900-12-31T23:59:59 | Submitted:Submitted for Approval | Type | nbl_LiquidImmersedTransformer_1.0 | Liquid immersed transformer | n/a | n/a | Identity Data | n/a | n/a
NBSReference | n/a | 1900-12-31T23:59:59 | Submitted:Submitted for Approval | Type | nbl_LiquidImmersedTransformer_1.0 | 90-50-40 | n/a | n/a | Identity Data | n/a | n/a
NumberOfPhases | n/a | 1900-12-31T23:59:59 | Submitted:Submitted for Approval | Type | nbl_LiquidImmersedTransformer_1.0 |  | n/a | n/a | Identity Data | n/a | n/a
OmniClass Number | n/a | 1900-12-31T23:59:59 | Submitted:Submitted for Approval | Type | nbl_LiquidImmersedTransformer_1.0 |  | n/a | n/a | Identity Data | n/a | n/a
OmniClass Title | n/a | 1900-12-31T23:59:59 | Submitted:Submitted for Approval | Type | nbl_LiquidImmersedTransformer_1.0 |  | n/a | n/a | Identity Data | n/a | n/a
PressureReliefDevice | n/a | 1900-12-31T23:59:59 | Submitted:Submitted for Approval | Type | nbl_LiquidImmersedTransformer_1.0 |  | n/a | n/a | Identity Data | n/a | n/a
PrimaryVoltageTappingsNumberOfSteps | n/a | 1900-12-31T23:59:59 | Submitted:Submitted for Approval | Type | nbl_LiquidImmersedTransformer_1.0 |  | n/a | n/a | Identity Data | n/a | n/a
PrimaryVoltageTappingsTapChangeFacility | n/a | 1900-12-31T23:59:59 | Submitted:Submitted for Approval | Type | nbl_LiquidImmersedTransformer_1.0 |  | n/a | n/a | Identity Data | n/a | n/a
PrimaryVoltageTappingsTappingRange | n/a | 1900-12-31T23:59:59 | Submitted:Submitted for Approval | Type | nbl_LiquidImmersedTransformer_1.0 |  | n/a | n/a | Identity Data | n/a | n/a
PrimaryVoltageTappingsType | n/a | 1900-12-31T23:59:59 | Submitted:Submitted for Approval | Type | nbl_LiquidImmersedTransformer_1.0 |  | n/a | n/a | Identity Data | n/a | n/a
RatedApparentPower | n/a | 1900-12-31T23:59:59 | Submitted:Submitted for Approval | Type | nbl_LiquidImmersedTransformer_1.0 |  | n/a | n/a | Identity Data | n/a | n/a
RatedFrequency | n/a | 1900-12-31T23:59:59 | Submitted:Submitted for Approval | Type | nbl_LiquidImmersedTransformer_1.0 |  | n/a | n/a | Identity Data | n/a | n/a
RatedInsulationLevelsRatedLightningImpulseWithstandVoltage | n/a | 1900-12-31T23:59:59 | Submitted:Submitted for Approval | Type | nbl_LiquidImmersedTransformer_1.0 |  | n/a | n/a | Identity Data | n/a | n/a
RatedInsulationLevelsRatedShortDurationPowerFrequencyWithstandVoltage | n/a | 1900-12-31T23:59:59 | Submitted:Submitted for Approval | Type | nbl_LiquidImmersedTransformer_1.0 |  | n/a | n/a | Identity Data | n/a | n/a
RatedPrimaryVoltage | n/a | 1900-12-31T23:59:59 | Submitted:Submitted for Approval | Type | nbl_LiquidImmersedTransformer_1.0 |  | n/a | n/a | Identity Data | n/a | n/a
RatedSecondaryVoltage | n/a | 1900-12-31T23:59:59 | Submitted:Submitted for Approval | Type | nbl_LiquidImmersedTransformer_1.0 |  | n/a | n/a | Identity Data | n/a | n/a
SoundPressureLevelMaximum | n/a | 1900-12-31T23:59:59 | Submitted:Submitted for Approval | Type | nbl_LiquidImmersedTransformer_1.0 |  | n/a | n/a | Identity Data | n/a | n/a
ThirdPartyCertification | n/a | 1900-12-31T23:59:59 | Submitted:Submitted for Approval | Type | nbl_LiquidImmersedTransformer_1.0 |  | n/a | n/a | Identity Data | n/a | n/a
VectorGroup | n/a | 1900-12-31T23:59:59 | Submitted:Submitted for Approval | Type | nbl_LiquidImmersedTransformer_1.0 |  | n/a | n/a | Identity Data | n/a | n/a
Version | n/a | 1900-12-31T23:59:59 | Submitted:Submitted for Approval | Type | nbl_LiquidImmersedTransformer_1.0 |  | n/a | n/a | Identity Data | n/a | n/a
BaseMaterial | n/a | 1900-12-31T23:59:59 | Submitted:Submitted for Approval | Type | nbl_LiquidImmersedTransformer_1.0 | nbl_ConceptWhite | n/a | n/a | Materials and Finishes | n/a | n/a
BlockMaterial | n/a | 1900-12-31T23:59:59 | Submitted:Submitted for Approval | Type | nbl_LiquidImmersedTransformer_1.0 | nbl_ConceptWhite | n/a | n/a | Materials and Finishes | n/a | n/a
MainBoxMaterial | n/a | 1900-12-31T23:59:59 | Submitted:Submitted for Approval | Type | nbl_LiquidImmersedTransformer_1.0 | nbl_ConceptWhite | n/a | n/a | Materials and Finishes | n/a | n/a
RadiatorMaterial | n/a | 1900-12-31T23:59:59 | Submitted:Submitted for Approval | Type | nbl_LiquidImmersedTransformer_1.0 | nbl_ConceptWhite | n/a | n/a | Materials and Finishes | n/a | n/a
SideBoxMaterial | n/a | 1900-12-31T23:59:59 | Submitted:Submitted for Approval | Type | nbl_LiquidImmersedTransformer_1.0 | nbl_ConceptWhite | n/a | n/a | Materials and Finishes | n/a | n/a
AccessibilityPerformance | n/a | 1900-12-31T23:59:59 | Submitted:Submitted for Approval | Type | nbl_LiquidImmersedTransformer_1.0 |  | n/a | n/a | Other | n/a | n/a
AssetIdentifier | n/a | 1900-12-31T23:59:59 | Submitted:Submitted for Approval | Type | nbl_LiquidImmersedTransformer_1.0 |  | n/a | n/a | Other | n/a | n/a
BarCode | n/a | 1900-12-31T23:59:59 | Submitted:Submitted for Approval | Type | nbl_LiquidImmersedTransformer_1.0 |  | n/a | n/a | Other | n/a | n/a
CodePerformance | n/a | 1900-12-31T23:59:59 | Submitted:Submitted for Approval | Type | nbl_LiquidImmersedTransformer_1.0 |  | n/a | n/a | Other | n/a | n/a
Colour | n/a | 1900-12-31T23:59:59 | Submitted:Submitted for Approval | Type | nbl_LiquidImmersedTransformer_1.0 |  | n/a | n/a | Other | n/a | n/a
Constituents | n/a | 1900-12-31T23:59:59 | Submitted:Submitted for Approval | Type | nbl_LiquidImmersedTransformer_1.0 |  | n/a | n/a | Other | n/a | n/a
Current | n/a | 1900-12-31T23:59:59 | Submitted:Submitted for Approval | Type | nbl_LiquidImmersedTransformer_1.0 |  | n/a | n/a | Other | n/a | n/a
Documentation | n/a | 1900-12-31T23:59:59 | Submitted:Submitted for Approval | Type | nbl_LiquidImmersedTransformer_1.0 |  | n/a | n/a | Other | n/a | n/a
DocumentReference | n/a | 1900-12-31T23:59:59 | Submitted:Submitted for Approval | Type | nbl_LiquidImmersedTransformer_1.0 |  | n/a | n/a | Other | n/a | n/a
Features | n/a | 1900-12-31T23:59:59 | Submitted:Submitted for Approval | Type | nbl_LiquidImmersedTransformer_1.0 |  | n/a | n/a | Other | n/a | n/a
Finish | n/a | 1900-12-31T23:59:59 | Submitted:Submitted for Approval | Type | nbl_LiquidImmersedTransformer_1.0 |  | n/a | n/a | Other | n/a | n/a
Frequency | n/a | 1900-12-31T23:59:59 | Submitted:Submitted for Approval | Type | nbl_LiquidImmersedTransformer_1.0 |  | n/a | n/a | Other | n/a | n/a
Grade | n/a | 1900-12-31T23:59:59 | Submitted:Submitted for Approval | Type | nbl_LiquidImmersedTransformer_1.0 |  | n/a | n/a | Other | n/a | n/a
HasProtectiveEarth | n/a | 1900-12-31T23:59:59 | Submitted:Submitted for Approval | Type | nbl_LiquidImmersedTransformer_1.0 | n/a | n/a | n/a | Other | n/a | n/a | n/a
ImaginaryImpedanceRatio | n/a | 1900-12-31T23:59:59 | Submitted:Submitted for Approval | Type | nbl_LiquidImmersedTransformer_1.0 |  | n/a | n/a | Other | n/a | n/a
InstallationDate | n/a | 1900-12-31T23:59:59 | Submitted:Submitted for Approval | Type | nbl_LiquidImmersedTransformer_1.0 |  | n/a | n/a | Other | n/a | n/a
InsulationStandardClass | n/a | 1900-12-31T23:59:59 | Submitted:Submitted for Approval | Type | nbl_LiquidImmersedTransformer_1.0 |  | n/a | n/a | Other | n/a | n/a
IP_Code | n/a | 1900-12-31T23:59:59 | Submitted:Submitted for Approval | Type | nbl_LiquidImmersedTransformer_1.0 |  | n/a | n/a | Other | n/a | n/a
IsNeutralPrimaryTerminalAvailable | n/a | 1900-12-31T23:59:59 | Submitted:Submitted for Approval | Type | nbl_LiquidImmersedTransformer_1.0 | TRUE | n/a | n/a | Other | n/a | n/a | n/a
IsNeutralSecondaryTerminalAvailable | n/a | 1900-12-31T23:59:59 | Submitted:Submitted for Approval | Type | nbl_LiquidImmersedTransformer_1.0 | TRUE | n/a | n/a | Other | n/a | n/a | n/a
LifeCyclePhase | n/a | 1900-12-31T23:59:59 | Submitted:Submitted for Approval | Type | nbl_LiquidImmersedTransformer_1.0 |  | n/a | n/a | Other | n/a | n/a
Material | n/a | 1900-12-31T23:59:59 | Submitted:Submitted for Approval | Type | nbl_LiquidImmersedTransformer_1.0 |  | n/a | n/a | Other | n/a | n/a
MaximumApparentPower | n/a | 1900-12-31T23:59:59 | Submitted:Submitted for Approval | Type | nbl_LiquidImmersedTransformer_1.0 |  | n/a | n/a | Other | n/a | n/a
MethodOfMeasurement | n/a | 1900-12-31T23:59:59 | Submitted:Submitted for Approval | Type | nbl_LiquidImmersedTransformer_1.0 |  | n/a | n/a | Other | n/a | n/a
ModelLabel | n/a | 1900-12-31T23:59:59 | Submitted:Submitted for Approval | Type | nbl_LiquidImmersedTransformer_1.0 |  | n/a | n/a | Other | n/a | n/a
NominalHeight | n/a | 1900-12-31T23:59:59 | Submitted:Submitted for Approval | Type | nbl_LiquidImmersedTransformer_1.0 | 1660 | n/a | n/a | Other | n/a | n/a | n/a
NominalLength | n/a | 1900-12-31T23:59:59 | Submitted:Submitted for Approval | Type | nbl_LiquidImmersedTransformer_1.0 | 0 | n/a | n/a | Other | n/a | n/a | n/a
NominalWidth | n/a | 1900-12-31T23:59:59 | Submitted:Submitted for Approval | Type | nbl_LiquidImmersedTransformer_1.0 | 2500 | n/a | n/a | Other | n/a | n/a | n/a
NumberOfPoles | n/a | 1900-12-31T23:59:59 | Submitted:Submitted for Approval | Type | nbl_LiquidImmersedTransformer_1.0 | 0 | n/a | n/a | Other | n/a | n/a | n/a
PhaseAngle | n/a | 1900-12-31T23:59:59 | Submitted:Submitted for Approval | Type | nbl_LiquidImmersedTransformer_1.0 | 0 | n/a | n/a | Other | n/a | n/a | n/a
PhaseReference | n/a | 1900-12-31T23:59:59 | Submitted:Submitted for Approval | Type | nbl_LiquidImmersedTransformer_1.0 |  | n/a | n/a | Other | n/a | n/a
Power | n/a | 1900-12-31T23:59:59 | Submitted:Submitted for Approval | Type | nbl_LiquidImmersedTransformer_1.0 |  | n/a | n/a | Other | n/a | n/a
PrimaryApparentPower | n/a | 1900-12-31T23:59:59 | Submitted:Submitted for Approval | Type | nbl_LiquidImmersedTransformer_1.0 |  | n/a | n/a | Other | n/a | n/a
PrimaryCurrent | n/a | 1900-12-31T23:59:59 | Submitted:Submitted for Approval | Type | nbl_LiquidImmersedTransformer_1.0 |  | n/a | n/a | Other | n/a | n/a
PrimaryFrequency | n/a | 1900-12-31T23:59:59 | Submitted:Submitted for Approval | Type | nbl_LiquidImmersedTransformer_1.0 |  | n/a | n/a | Other | n/a | n/a
PrimaryVoltage | n/a | 1900-12-31T23:59:59 | Submitted:Submitted for Approval | Type | nbl_LiquidImmersedTransformer_1.0 |  | n/a | n/a | Other | n/a | n/a
Process | n/a | 1900-12-31T23:59:59 | Submitted:Submitted for Approval | Type | nbl_LiquidImmersedTransformer_1.0 |  | n/a | n/a | Other | n/a | n/a
ProductionYear | n/a | 1900-12-31T23:59:59 | Submitted:Submitted for Approval | Type | nbl_LiquidImmersedTransformer_1.0 |  | n/a | n/a | Other | n/a | n/a
RealImpedanceRatio | n/a | 1900-12-31T23:59:59 | Submitted:Submitted for Approval | Type | nbl_LiquidImmersedTransformer_1.0 |  | n/a | n/a | Other | n/a | n/a
ReferenceStandard | n/a | 1900-12-31T23:59:59 | Submitted:Submitted for Approval | Type | nbl_LiquidImmersedTransformer_1.0 |  | n/a | n/a | Other | n/a | n/a
ReplacementCost | n/a | 1900-12-31T23:59:59 | Submitted:Submitted for Approval | Type | nbl_LiquidImmersedTransformer_1.0 |  | n/a | n/a | Other | n/a | n/a
SecondaryApparentPower | n/a | 1900-12-31T23:59:59 | Submitted:Submitted for Approval | Type | nbl_LiquidImmersedTransformer_1.0 |  | n/a | n/a | Other | n/a | n/a
SecondaryCurrent | n/a | 1900-12-31T23:59:59 | Submitted:Submitted for Approval | Type | nbl_LiquidImmersedTransformer_1.0 |  | n/a | n/a | Other | n/a | n/a
SecondaryCurrentType | n/a | 1900-12-31T23:59:59 | Submitted:Submitted for Approval | Type | nbl_LiquidImmersedTransformer_1.0 |  | n/a | n/a | Other | n/a | n/a
SecondaryFrequency | n/a | 1900-12-31T23:59:59 | Submitted:Submitted for Approval | Type | nbl_LiquidImmersedTransformer_1.0 |  | n/a | n/a | Other | n/a | n/a
SecondaryVoltage | n/a | 1900-12-31T23:59:59 | Submitted:Submitted for Approval | Type | nbl_LiquidImmersedTransformer_1.0 |  | n/a | n/a | Other | n/a | n/a
SerialNumber | n/a | 1900-12-31T23:59:59 | Submitted:Submitted for Approval | Type | nbl_LiquidImmersedTransformer_1.0 |  | n/a | n/a | Other | n/a | n/a
ServiceLifeDuration | n/a | 1900-12-31T23:59:59 | Submitted:Submitted for Approval | Type | nbl_LiquidImmersedTransformer_1.0 |  | n/a | n/a | Other | n/a | n/a
ServiceLifeType | n/a | 1900-12-31T23:59:59 | Submitted:Submitted for Approval | Type | nbl_LiquidImmersedTransformer_1.0 |  | n/a | n/a | Other | n/a | n/a
Shape | n/a | 1900-12-31T23:59:59 | Submitted:Submitted for Approval | Type | nbl_LiquidImmersedTransformer_1.0 |  | n/a | n/a | Other | n/a | n/a
ShortCircuitVoltage | n/a | 1900-12-31T23:59:59 | Submitted:Submitted for Approval | Type | nbl_LiquidImmersedTransformer_1.0 |  | n/a | n/a | Other | n/a | n/a
Size | n/a | 1900-12-31T23:59:59 | Submitted:Submitted for Approval | Type | nbl_LiquidImmersedTransformer_1.0 |  | n/a | n/a | Other | n/a | n/a
SustainabilityPerformance | n/a | 1900-12-31T23:59:59 | Submitted:Submitted for Approval | Type | nbl_LiquidImmersedTransformer_1.0 |  | n/a | n/a | Other | n/a | n/a
TagNumber | n/a | 1900-12-31T23:59:59 | Submitted:Submitted for Approval | Type | nbl_LiquidImmersedTransformer_1.0 |  | n/a | n/a | Other | n/a | n/a
TransformerConnectivityType | n/a | 1900-12-31T23:59:59 | Submitted:Submitted for Approval | Type | nbl_LiquidImmersedTransformer_1.0 |  | n/a | n/a | Other | n/a | n/a
WarrantyDescription | n/a | 1900-12-31T23:59:59 | Submitted:Submitted for Approval | Type | nbl_LiquidImmersedTransformer_1.0 |  | n/a | n/a | Other | n/a | n/a
WarrantyDurationLabour | n/a | 1900-12-31T23:59:59 | Submitted:Submitted for Approval | Type | nbl_LiquidImmersedTransformer_1.0 |  | n/a | n/a | Other | n/a | n/a
WarrantyDurationParts | n/a | 1900-12-31T23:59:59 | Submitted:Submitted for Approval | Type | nbl_LiquidImmersedTransformer_1.0 |  | n/a | n/a | Other | n/a | n/a
WarrantyGuarantorLabour | n/a | 1900-12-31T23:59:59 | Submitted:Submitted for Approval | Type | nbl_LiquidImmersedTransformer_1.0 |  | n/a | n/a | Other | n/a | n/a
WarrantyGuarantorParts | n/a | 1900-12-31T23:59:59 | Submitted:Submitted for Approval | Type | nbl_LiquidImmersedTransformer_1.0 |  | n/a | n/a | Other | n/a | n/a
WarrantyStartDate | n/a | 1900-12-31T23:59:59 | Submitted:Submitted for Approval | Type | nbl_LiquidImmersedTransformer_1.0 |  | n/a | n/a | Other | n/a | n/a
Reference | n/a | 1900-12-31T23:59:59 | Submitted:Submitted for Approval | Component | nbl_LiquidImmersedTransformer_1.0:nbl_LiquidImmersedTransformer_1.0:701873 | nbl_LiquidImmersedTransformer_1.0 | n/a | n/a | Pset_BuildingElementProxyCommon | n/a | n/a
ModelReference | n/a | 1900-12-31T23:59:59 | Submitted:Submitted for Approval | Component | nbl_LiquidImmersedTransformer_1.0:nbl_LiquidImmersedTransformer_1.0:701873 |  | n/a | n/a | Pset_ManufacturerTypeInformation | n/a | n/a
ModelLabel | n/a | 1900-12-31T23:59:59 | Submitted:Submitted for Approval | Component | nbl_LiquidImmersedTransformer_1.0:nbl_LiquidImmersedTransformer_1.0:701873 |  | n/a | n/a | Pset_ManufacturerTypeInformation | n/a | n/a
ProductionYear | n/a | 1900-12-31T23:59:59 | Submitted:Submitted for Approval | Component | nbl_LiquidImmersedTransformer_1.0:nbl_LiquidImmersedTransformer_1.0:701873 |  | n/a | n/a | Pset_ManufacturerTypeInformation | n/a | n/a
Host | n/a | 1900-12-31T23:59:59 | Submitted:Submitted for Approval | Component | nbl_LiquidImmersedTransformer_1.0:nbl_LiquidImmersedTransformer_1.0:701873 | Floor : nbl_Susp_ISConc-ProfMtlDkg | n/a | n/a | Constraints | n/a | n/a
Level | n/a | 1900-12-31T23:59:59 | Submitted:Submitted for Approval | Component | nbl_LiquidImmersedTransformer_1.0:nbl_LiquidImmersedTransformer_1.0:701873 | Level: Ground Floor | n/a | n/a | Constraints | n/a | n/a
Offset | n/a | 1900-12-31T23:59:59 | Submitted:Submitted for Approval | Component | nbl_LiquidImmersedTransformer_1.0:nbl_LiquidImmersedTransformer_1.0:701873 | 0 | n/a | n/a | Constraints | n/a | n/a | n/a
Electrical Data | n/a | 1900-12-31T23:59:59 | Submitted:Submitted for Approval | Component | nbl_LiquidImmersedTransformer_1.0:nbl_LiquidImmersedTransformer_1.0:701873 | LVConnector 0 V/1-0 VA-LVConnector 0 V/1-0 VA-LVConnector 0 V/1-0 VA-LVConnector 0 V/1-0 VA-HVConnector 0 V/1-0 VA- 0 V/1-0 VA | n/a | n/a | Electrical - Circuiting | n/a | n/a
Supply From | n/a | 1900-12-31T23:59:59 | Submitted:Submitted for Approval | Component | nbl_LiquidImmersedTransformer_1.0:nbl_LiquidImmersedTransformer_1.0:701873 |  | n/a | n/a | Electrical - Circuiting | n/a | n/a
Apparent Load Phase A | n/a | 1900-12-31T23:59:59 | Submitted:Submitted for Approval | Component | nbl_LiquidImmersedTransformer_1.0:nbl_LiquidImmersedTransformer_1.0:701873 | 0 | n/a | n/a | Electrical - Loads | n/a | n/a | n/a
Apparent Load Phase B | n/a | 1900-12-31T23:59:59 | Submitted:Submitted for Approval | Component | nbl_LiquidImmersedTransformer_1.0:nbl_LiquidImmersedTransformer_1.0:701873 | 0 | n/a | n/a | Electrical - Loads | n/a | n/a | n/a
Apparent Load Phase C | n/a | 1900-12-31T23:59:59 | Submitted:Submitted for Approval | Component | nbl_LiquidImmersedTransformer_1.0:nbl_LiquidImmersedTransformer_1.0:701873 | 0 | n/a | n/a | Electrical - Loads | n/a | n/a | n/a
Total Connected | n/a | 1900-12-31T23:59:59 | Submitted:Submitted for Approval | Component | nbl_LiquidImmersedTransformer_1.0:nbl_LiquidImmersedTransformer_1.0:701873 | 0 | n/a | n/a | Electrical - Loads | n/a | n/a | n/a
Total Demand Factor | n/a | 1900-12-31T23:59:59 | Submitted:Submitted for Approval | Component | nbl_LiquidImmersedTransformer_1.0:nbl_LiquidImmersedTransformer_1.0:701873 | 1 | n/a | n/a | Electrical - Loads | n/a | n/a | n/a
Total Estimated Demand | n/a | 1900-12-31T23:59:59 | Submitted:Submitted for Approval | Component | nbl_LiquidImmersedTransformer_1.0:nbl_LiquidImmersedTransformer_1.0:701873 | 0 | n/a | n/a | Electrical - Loads | n/a | n/a | n/a
Location | n/a | 1900-12-31T23:59:59 | Submitted:Submitted for Approval | Component | nbl_LiquidImmersedTransformer_1.0:nbl_LiquidImmersedTransformer_1.0:701873 | LV Room 20BOH.6 | n/a | n/a | General | n/a | n/a
Mark | n/a | 1900-12-31T23:59:59 | Submitted:Submitted for Approval | Component | nbl_LiquidImmersedTransformer_1.0:nbl_LiquidImmersedTransformer_1.0:701873 | 1 | n/a | n/a | Identity Data | n/a | n/a
Phase Created | n/a | 1900-12-31T23:59:59 | Submitted:Submitted for Approval | Component | nbl_LiquidImmersedTransformer_1.0:nbl_LiquidImmersedTransformer_1.0:701873 | New Construction | n/a | n/a | Phasing | n/a | n/a
ClearanceZone | n/a | 1900-12-31T23:59:59 | Submitted:Submitted for Approval | Component | nbl_LiquidImmersedTransformer_1.0:nbl_LiquidImmersedTransformer_1.0:701873 | TRUE | n/a | n/a | Visibility | n/a | n/a | n/a
BackingCaseDepth | n/a | 1900-12-31T23:59:59 | Submitted:Submitted for Approval | Type | Type 1 | 30 | n/a | n/a | Dimensions | n/a | n/a | n/a
ElectronicBellDepth | n/a | 1900-12-31T23:59:59 | Submitted:Submitted for Approval | Type | Type 1 | 50 | n/a | n/a | Dimensions | n/a | n/a | n/a
ElectronicBellRadius | n/a | 1900-12-31T23:59:59 | Submitted:Submitted for Approval | Type | Type 1 | 75 | n/a | n/a | Dimensions | n/a | n/a | n/a
Voltage | n/a | 1900-12-31T23:59:59 | Submitted:Submitted for Approval | Type | Type 1 | UserToPopulate | n/a | n/a | Electrical | n/a | n/a
Wattage | n/a | 1900-12-31T23:59:59 | Submitted:Submitted for Approval | Type | Type 1 | UserToPopulate | n/a | n/a | Electrical | n/a | n/a
Neutral Rating | n/a | 1900-12-31T23:59:59 | Submitted:Submitted for Approval | Type | Type 1 | 0 | n/a | n/a | Electrical - Circuiting | n/a | n/a | n/a
Mounting | n/a | 1900-12-31T23:59:59 | Submitted:Submitted for Approval | Type | Type 1 | UserToPopulate | n/a | n/a | General | n/a | n/a
AppearsWith | n/a | 1900-12-31T23:59:59 | Submitted:Submitted for Approval | Type | Type 1 |  | n/a | n/a | Identity Data | n/a | n/a
Assembly Code | n/a | 1900-12-31T23:59:59 | Submitted:Submitted for Approval | Type | Type 1 |  | n/a | n/a | Identity Data | n/a | n/a
Assembly Description | n/a | 1900-12-31T23:59:59 | Submitted:Submitted for Approval | Type | Type 1 |  | n/a | n/a | Identity Data | n/a | n/a
Author | n/a | 1900-12-31T23:59:59 | Submitted:Submitted for Approval | Type | Type 1 | NBS | n/a | n/a | Identity Data | n/a | n/a
Description | n/a | 1900-12-31T23:59:59 | Submitted:Submitted for Approval | Type | Type 1 |  | n/a | n/a | Identity Data | n/a | n/a
DirectionalOutputAt1MMinimum | n/a | 1900-12-31T23:59:59 | Submitted:Submitted for Approval | Type | Type 1 |  | n/a | n/a | Identity Data | n/a | n/a
Help | n/a | 1900-12-31T23:59:59 | Submitted:Submitted for Approval | Type | Type 1 | www.nationalBIMlibrary.com | n/a | n/a | Identity Data | n/a | n/a
IngressProtectionStandard | n/a | 1900-12-31T23:59:59 | Submitted:Submitted for Approval | Type | Type 1 |  | n/a | n/a | Identity Data | n/a | n/a
IntegralBeacon | n/a | 1900-12-31T23:59:59 | Submitted:Submitted for Approval | Type | Type 1 |  | n/a | n/a | Identity Data | n/a | n/a
IssueDate | n/a | 1900-12-31T23:59:59 | Submitted:Submitted for Approval | Type | Type 1 | 130520 | n/a | n/a | Identity Data | n/a | n/a
Keynote | n/a | 1900-12-31T23:59:59 | Submitted:Submitted for Approval | Type | Type 1 |  | n/a | n/a | Identity Data | n/a | n/a
Manufacturer | n/a | 1900-12-31T23:59:59 | Submitted:Submitted for Approval | Type | Type 1 |  | n/a | n/a | Identity Data | n/a | n/a
ManufacturerURL | n/a | 1900-12-31T23:59:59 | Submitted:Submitted for Approval | Type | Type 1 |  | n/a | n/a | Identity Data | n/a | n/a
Model | n/a | 1900-12-31T23:59:59 | Submitted:Submitted for Approval | Type | Type 1 |  | n/a | n/a | Identity Data | n/a | n/a
ModelReference | n/a | 1900-12-31T23:59:59 | Submitted:Submitted for Approval | Type | Type 1 |  | n/a | n/a | Identity Data | n/a | n/a
NBSDescription | n/a | 1900-12-31T23:59:59 | Submitted:Submitted for Approval | Type | Type 1 | Sounder | n/a | n/a | Identity Data | n/a | n/a
NBSReference | n/a | 1900-12-31T23:59:59 | Submitted:Submitted for Approval | Type | Type 1 | 90-75-30 | n/a | n/a | Identity Data | n/a | n/a
OmniClass Number | n/a | 1900-12-31T23:59:59 | Submitted:Submitted for Approval | Type | Type 1 |  | n/a | n/a | Identity Data | n/a | n/a
OmniClass Title | n/a | 1900-12-31T23:59:59 | Submitted:Submitted for Approval | Type | Type 1 |  | n/a | n/a | Identity Data | n/a | n/a
PowerSupply | n/a | 1900-12-31T23:59:59 | Submitted:Submitted for Approval | Type | Type 1 |  | n/a | n/a | Identity Data | n/a | n/a
SounderCutOffTimeMaximum | n/a | 1900-12-31T23:59:59 | Submitted:Submitted for Approval | Type | Type 1 |  | n/a | n/a | Identity Data | n/a | n/a
SounderType | n/a | 1900-12-31T23:59:59 | Submitted:Submitted for Approval | Type | Type 1 |  | n/a | n/a | Identity Data | n/a | n/a
Standard | n/a | 1900-12-31T23:59:59 | Submitted:Submitted for Approval | Type | Type 1 |  | n/a | n/a | Identity Data | n/a | n/a
Type Comments | n/a | 1900-12-31T23:59:59 | Submitted:Submitted for Approval | Type | Type 1 |  | n/a | n/a | Identity Data | n/a | n/a
URL | n/a | 1900-12-31T23:59:59 | Submitted:Submitted for Approval | Type | Type 1 |  | n/a | n/a | Identity Data | n/a | n/a
Version | n/a | 1900-12-31T23:59:59 | Submitted:Submitted for Approval | Type | Type 1 | 1.0 | n/a | n/a | Identity Data | n/a | n/a
BackingCaseMaterial | n/a | 1900-12-31T23:59:59 | Submitted:Submitted for Approval | Type | Type 1 | nbl_ConceptWhite | n/a | n/a | Materials and Finishes | n/a | n/a
ElectronicBellMaterial | n/a | 1900-12-31T23:59:59 | Submitted:Submitted for Approval | Type | Type 1 | nbl_ConceptWhite | n/a | n/a | Materials and Finishes | n/a | n/a
AccessibilityPerformance | n/a | 1900-12-31T23:59:59 | Submitted:Submitted for Approval | Type | Type 1 |  | n/a | n/a | Other | n/a | n/a
AssetIdentifier | n/a | 1900-12-31T23:59:59 | Submitted:Submitted for Approval | Type | Type 1 |  | n/a | n/a | Other | n/a | n/a
BarCode | n/a | 1900-12-31T23:59:59 | Submitted:Submitted for Approval | Type | Type 1 |  | n/a | n/a | Other | n/a | n/a
CodePerformance | n/a | 1900-12-31T23:59:59 | Submitted:Submitted for Approval | Type | Type 1 |  | n/a | n/a | Other | n/a | n/a
Colour | n/a | 1900-12-31T23:59:59 | Submitted:Submitted for Approval | Type | Type 1 |  | n/a | n/a | Other | n/a | n/a
Constituents | n/a | 1900-12-31T23:59:59 | Submitted:Submitted for Approval | Type | Type 1 |  | n/a | n/a | Other | n/a | n/a
Current | n/a | 1900-12-31T23:59:59 | Submitted:Submitted for Approval | Type | Type 1 |  | n/a | n/a | Other | n/a | n/a
Documentation | n/a | 1900-12-31T23:59:59 | Submitted:Submitted for Approval | Type | Type 1 |  | n/a | n/a | Other | n/a | n/a
DocumentReference | n/a | 1900-12-31T23:59:59 | Submitted:Submitted for Approval | Type | Type 1 |  | n/a | n/a | Other | n/a | n/a
Features | n/a | 1900-12-31T23:59:59 | Submitted:Submitted for Approval | Type | Type 1 |  | n/a | n/a | Other | n/a | n/a
Finish | n/a | 1900-12-31T23:59:59 | Submitted:Submitted for Approval | Type | Type 1 |  | n/a | n/a | Other | n/a | n/a
Frequency | n/a | 1900-12-31T23:59:59 | Submitted:Submitted for Approval | Type | Type 1 |  | n/a | n/a | Other | n/a | n/a
Grade | n/a | 1900-12-31T23:59:59 | Submitted:Submitted for Approval | Type | Type 1 |  | n/a | n/a | Other | n/a | n/a
HasProtectiveEarth | n/a | 1900-12-31T23:59:59 | Submitted:Submitted for Approval | Type | Type 1 | TRUE | n/a | n/a | Other | n/a | n/a | n/a
InstallationDate | n/a | 1900-12-31T23:59:59 | Submitted:Submitted for Approval | Type | Type 1 |  | n/a | n/a | Other | n/a | n/a
InsulationStandardClass | n/a | 1900-12-31T23:59:59 | Submitted:Submitted for Approval | Type | Type 1 |  | n/a | n/a | Other | n/a | n/a
IP_Code | n/a | 1900-12-31T23:59:59 | Submitted:Submitted for Approval | Type | Type 1 |  | n/a | n/a | Other | n/a | n/a
LifeCyclePhase | n/a | 1900-12-31T23:59:59 | Submitted:Submitted for Approval | Type | Type 1 |  | n/a | n/a | Other | n/a | n/a
Material | n/a | 1900-12-31T23:59:59 | Submitted:Submitted for Approval | Type | Type 1 |  | n/a | n/a | Other | n/a | n/a
MethodOfMeasurement | n/a | 1900-12-31T23:59:59 | Submitted:Submitted for Approval | Type | Type 1 |  | n/a | n/a | Other | n/a | n/a
ModelLabel | n/a | 1900-12-31T23:59:59 | Submitted:Submitted for Approval | Type | Type 1 |  | n/a | n/a | Other | n/a | n/a
NominalHeight | n/a | 1900-12-31T23:59:59 | Submitted:Submitted for Approval | Type | Type 1 | 150 | n/a | n/a | Other | n/a | n/a | n/a
NominalLength | n/a | 1900-12-31T23:59:59 | Submitted:Submitted for Approval | Type | Type 1 | 0 | n/a | n/a | Other | n/a | n/a | n/a
NominalWidth | n/a | 1900-12-31T23:59:59 | Submitted:Submitted for Approval | Type | Type 1 | 150 | n/a | n/a | Other | n/a | n/a | n/a
NumberOfPoles | n/a | 1900-12-31T23:59:59 | Submitted:Submitted for Approval | Type | Type 1 | 0 | n/a | n/a | Other | n/a | n/a | n/a
PhaseAngle | n/a | 1900-12-31T23:59:59 | Submitted:Submitted for Approval | Type | Type 1 | 0 | n/a | n/a | Other | n/a | n/a | n/a
PhaseReference | n/a | 1900-12-31T23:59:59 | Submitted:Submitted for Approval | Type | Type 1 |  | n/a | n/a | Other | n/a | n/a
Power | n/a | 1900-12-31T23:59:59 | Submitted:Submitted for Approval | Type | Type 1 |  | n/a | n/a | Other | n/a | n/a
Process | n/a | 1900-12-31T23:59:59 | Submitted:Submitted for Approval | Type | Type 1 |  | n/a | n/a | Other | n/a | n/a
ProductionYear | n/a | 1900-12-31T23:59:59 | Submitted:Submitted for Approval | Type | Type 1 |  | n/a | n/a | Other | n/a | n/a
ReferenceStandard | n/a | 1900-12-31T23:59:59 | Submitted:Submitted for Approval | Type | Type 1 |  | n/a | n/a | Other | n/a | n/a
ReplacementCost | n/a | 1900-12-31T23:59:59 | Submitted:Submitted for Approval | Type | Type 1 |  | n/a | n/a | Other | n/a | n/a
SerialNumber | n/a | 1900-12-31T23:59:59 | Submitted:Submitted for Approval | Type | Type 1 |  | n/a | n/a | Other | n/a | n/a
ServiceLifeDuration | n/a | 1900-12-31T23:59:59 | Submitted:Submitted for Approval | Type | Type 1 |  | n/a | n/a | Other | n/a | n/a
ServiceLifeType | n/a | 1900-12-31T23:59:59 | Submitted:Submitted for Approval | Type | Type 1 |  | n/a | n/a | Other | n/a | n/a
Shape | n/a | 1900-12-31T23:59:59 | Submitted:Submitted for Approval | Type | Type 1 |  | n/a | n/a | Other | n/a | n/a
Size | n/a | 1900-12-31T23:59:59 | Submitted:Submitted for Approval | Type | Type 1 |  | n/a | n/a | Other | n/a | n/a
SustainabilityPerformance | n/a | 1900-12-31T23:59:59 | Submitted:Submitted for Approval | Type | Type 1 |  | n/a | n/a | Other | n/a | n/a
TagNumber | n/a | 1900-12-31T23:59:59 | Submitted:Submitted for Approval | Type | Type 1 |  | n/a | n/a | Other | n/a | n/a
WarrantyDescription | n/a | 1900-12-31T23:59:59 | Submitted:Submitted for Approval | Type | Type 1 |  | n/a | n/a | Other | n/a | n/a
WarrantyDurationLabour | n/a | 1900-12-31T23:59:59 | Submitted:Submitted for Approval | Type | Type 1 |  | n/a | n/a | Other | n/a | n/a
WarrantyDurationParts | n/a | 1900-12-31T23:59:59 | Submitted:Submitted for Approval | Type | Type 1 |  | n/a | n/a | Other | n/a | n/a
WarrantyGuarantorLabour | n/a | 1900-12-31T23:59:59 | Submitted:Submitted for Approval | Type | Type 1 |  | n/a | n/a | Other | n/a | n/a
WarrantyGuarantorParts | n/a | 1900-12-31T23:59:59 | Submitted:Submitted for Approval | Type | Type 1 |  | n/a | n/a | Other | n/a | n/a
WarrantyStartDate | n/a | 1900-12-31T23:59:59 | Submitted:Submitted for Approval | Type | Type 1 |  | n/a | n/a | Other | n/a | n/a
Reference | n/a | 1900-12-31T23:59:59 | Submitted:Submitted for Approval | Component | nbl_Sounder_1.0:UserToPopulate:720087 | Type 1 | n/a | n/a | Pset_BuildingElementProxyCommon | n/a | n/a
ModelReference | n/a | 1900-12-31T23:59:59 | Submitted:Submitted for Approval | Component | nbl_Sounder_1.0:UserToPopulate:720087 |  | n/a | n/a | Pset_ManufacturerTypeInformation | n/a | n/a
ModelLabel | n/a | 1900-12-31T23:59:59 | Submitted:Submitted for Approval | Component | nbl_Sounder_1.0:UserToPopulate:720087 |  | n/a | n/a | Pset_ManufacturerTypeInformation | n/a | n/a
Manufacturer | n/a | 1900-12-31T23:59:59 | Submitted:Submitted for Approval | Component | nbl_Sounder_1.0:UserToPopulate:720087 |  | n/a | n/a | Pset_ManufacturerTypeInformation | n/a | n/a
ProductionYear | n/a | 1900-12-31T23:59:59 | Submitted:Submitted for Approval | Component | nbl_Sounder_1.0:UserToPopulate:720087 |  | n/a | n/a | Pset_ManufacturerTypeInformation | n/a | n/a
Elevation | n/a | 1900-12-31T23:59:59 | Submitted:Submitted for Approval | Component | nbl_Sounder_1.0:UserToPopulate:720087 | 2100 | n/a | n/a | Constraints | n/a | n/a | n/a
Level | n/a | 1900-12-31T23:59:59 | Submitted:Submitted for Approval | Component | nbl_Sounder_1.0:UserToPopulate:720087 | Level: Ground Floor | n/a | n/a | Constraints | n/a | n/a
PlanSymbolOffset | n/a | 1900-12-31T23:59:59 | Submitted:Submitted for Approval | Component | nbl_Sounder_1.0:UserToPopulate:720087 | 250 | n/a | n/a | Dimensions | n/a | n/a | n/a
Supply From | n/a | 1900-12-31T23:59:59 | Submitted:Submitted for Approval | Component | nbl_Sounder_1.0:UserToPopulate:720087 |  | n/a | n/a | Electrical - Circuiting | n/a | n/a
Apparent Load Phase A | n/a | 1900-12-31T23:59:59 | Submitted:Submitted for Approval | Component | nbl_Sounder_1.0:UserToPopulate:720087 | 0 | n/a | n/a | Electrical - Loads | n/a | n/a | n/a
Apparent Load Phase B | n/a | 1900-12-31T23:59:59 | Submitted:Submitted for Approval | Component | nbl_Sounder_1.0:UserToPopulate:720087 | 0 | n/a | n/a | Electrical - Loads | n/a | n/a | n/a
Apparent Load Phase C | n/a | 1900-12-31T23:59:59 | Submitted:Submitted for Approval | Component | nbl_Sounder_1.0:UserToPopulate:720087 | 0 | n/a | n/a | Electrical - Loads | n/a | n/a | n/a
Total Connected | n/a | 1900-12-31T23:59:59 | Submitted:Submitted for Approval | Component | nbl_Sounder_1.0:UserToPopulate:720087 | 0 | n/a | n/a | Electrical - Loads | n/a | n/a | n/a
Total Demand Factor | n/a | 1900-12-31T23:59:59 | Submitted:Submitted for Approval | Component | nbl_Sounder_1.0:UserToPopulate:720087 | 1 | n/a | n/a | Electrical - Loads | n/a | n/a | n/a
Total Estimated Demand | n/a | 1900-12-31T23:59:59 | Submitted:Submitted for Approval | Component | nbl_Sounder_1.0:UserToPopulate:720087 | 0 | n/a | n/a | Electrical - Loads | n/a | n/a | n/a
Enclosure | n/a | 1900-12-31T23:59:59 | Submitted:Submitted for Approval | Component | nbl_Sounder_1.0:UserToPopulate:720087 | UserToPopulate | n/a | n/a | General | n/a | n/a
Location | n/a | 1900-12-31T23:59:59 | Submitted:Submitted for Approval | Component | nbl_Sounder_1.0:UserToPopulate:720087 | Restroom Lobby 20WC.01 | n/a | n/a | General | n/a | n/a
Panel Name | n/a | 1900-12-31T23:59:59 | Submitted:Submitted for Approval | Component | nbl_Sounder_1.0:UserToPopulate:720087 | UserToPopulate | n/a | n/a | General | n/a | n/a
Mark | n/a | 1900-12-31T23:59:59 | Submitted:Submitted for Approval | Component | nbl_Sounder_1.0:UserToPopulate:720087 | 2 | n/a | n/a | Identity Data | n/a | n/a
Phase Created | n/a | 1900-12-31T23:59:59 | Submitted:Submitted for Approval | Component | nbl_Sounder_1.0:UserToPopulate:720087 | New Construction | n/a | n/a | Phasing | n/a | n/a
PlanObjectVisibility | n/a | 1900-12-31T23:59:59 | Submitted:Submitted for Approval | Component | nbl_Sounder_1.0:UserToPopulate:720087 | TRUE | n/a | n/a | Visibility | n/a | n/a | n/a
PlanSymbolVisibility | n/a | 1900-12-31T23:59:59 | Submitted:Submitted for Approval | Component | nbl_Sounder_1.0:UserToPopulate:720087 | TRUE | n/a | n/a | Visibility | n/a | n/a | n/a
Assembly Code | n/a | 1900-12-31T23:59:59 | Submitted:Submitted for Approval | Type | nbl_ToiletRollHolders_DolphinDispensers_AC250DolphinPrestigeToiletRollHolder |  | n/a | n/a | Identity Data | n/a | n/a
Assembly Description | n/a | 1900-12-31T23:59:59 | Submitted:Submitted for Approval | Type | nbl_ToiletRollHolders_DolphinDispensers_AC250DolphinPrestigeToiletRollHolder |  | n/a | n/a | Identity Data | n/a | n/a
AssemblyHanding | n/a | 1900-12-31T23:59:59 | Submitted:Submitted for Approval | Type | nbl_ToiletRollHolders_DolphinDispensers_AC250DolphinPrestigeToiletRollHolder | Left or right | n/a | n/a | Identity Data | n/a | n/a
Author | n/a | 1900-12-31T23:59:59 | Submitted:Submitted for Approval | Type | nbl_ToiletRollHolders_DolphinDispensers_AC250DolphinPrestigeToiletRollHolder | NBS | n/a | n/a | Identity Data | n/a | n/a
BIMObjectName | n/a | 1900-12-31T23:59:59 | Submitted:Submitted for Approval | Type | nbl_ToiletRollHolders_DolphinDispensers_AC250DolphinPrestigeToiletRollHolder | nbl_ToiletRollHolders_DolphinDispensers_AC250DolphinPrestigeToiletRollHolder | n/a | n/a | Identity Data | n/a | n/a
Description | n/a | 1900-12-31T23:59:59 | Submitted:Submitted for Approval | Type | nbl_ToiletRollHolders_DolphinDispensers_AC250DolphinPrestigeToiletRollHolder | A wall mounted standard toilet roll holder, with U-shape hinged bar | n/a | n/a | Identity Data | n/a | n/a
Form | n/a | 1900-12-31T23:59:59 | Submitted:Submitted for Approval | Type | nbl_ToiletRollHolders_DolphinDispensers_AC250DolphinPrestigeToiletRollHolder | Wall mounted | n/a | n/a | Identity Data | n/a | n/a
Help | n/a | 1900-12-31T23:59:59 | Submitted:Submitted for Approval | Type | nbl_ToiletRollHolders_DolphinDispensers_AC250DolphinPrestigeToiletRollHolder | www.nationalBIMlibrary.com | n/a | n/a | Identity Data | n/a | n/a
IntegralAccessories | n/a | 1900-12-31T23:59:59 | Submitted:Submitted for Approval | Type | nbl_ToiletRollHolders_DolphinDispensers_AC250DolphinPrestigeToiletRollHolder |  | n/a | n/a | Identity Data | n/a | n/a
IssueDate | n/a | 1900-12-31T23:59:59 | Submitted:Submitted for Approval | Type | nbl_ToiletRollHolders_DolphinDispensers_AC250DolphinPrestigeToiletRollHolder | 2013-10-04 | n/a | n/a | Identity Data | n/a | n/a
Manufacturer | n/a | 1900-12-31T23:59:59 | Submitted:Submitted for Approval | Type | nbl_ToiletRollHolders_DolphinDispensers_AC250DolphinPrestigeToiletRollHolder | Dolphin Dispensers | n/a | n/a | Identity Data | n/a | n/a
ManufacturerURL | n/a | 1900-12-31T23:59:59 | Submitted:Submitted for Approval | Type | nbl_ToiletRollHolders_DolphinDispensers_AC250DolphinPrestigeToiletRollHolder | www.dolphindispensers.co.uk | n/a | n/a | Identity Data | n/a | n/a
NBSDescription | n/a | 1900-12-31T23:59:59 | Submitted:Submitted for Approval | Type | nbl_ToiletRollHolders_DolphinDispensers_AC250DolphinPrestigeToiletRollHolder | Toilet roll holders | n/a | n/a | Identity Data | n/a | n/a
NBSNote | n/a | 1900-12-31T23:59:59 | Submitted:Submitted for Approval | Type | nbl_ToiletRollHolders_DolphinDispensers_AC250DolphinPrestigeToiletRollHolder |  | n/a | n/a | Identity Data | n/a | n/a
NBSReference | n/a | 1900-12-31T23:59:59 | Submitted:Submitted for Approval | Type | nbl_ToiletRollHolders_DolphinDispensers_AC250DolphinPrestigeToiletRollHolder | 45-35-72/368 | n/a | n/a | Identity Data | n/a | n/a
NBSTypeID | n/a | 1900-12-31T23:59:59 | Submitted:Submitted for Approval | Type | nbl_ToiletRollHolders_DolphinDispensers_AC250DolphinPrestigeToiletRollHolder |  | n/a | n/a | Identity Data | n/a | n/a
OmniClass Number | n/a | 1900-12-31T23:59:59 | Submitted:Submitted for Approval | Type | nbl_ToiletRollHolders_DolphinDispensers_AC250DolphinPrestigeToiletRollHolder |  | n/a | n/a | Identity Data | n/a | n/a
OmniClass Title | n/a | 1900-12-31T23:59:59 | Submitted:Submitted for Approval | Type | nbl_ToiletRollHolders_DolphinDispensers_AC250DolphinPrestigeToiletRollHolder |  | n/a | n/a | Identity Data | n/a | n/a
ToiletRollCapacity | n/a | 1900-12-31T23:59:59 | Submitted:Submitted for Approval | Type | nbl_ToiletRollHolders_DolphinDispensers_AC250DolphinPrestigeToiletRollHolder | 1 standard roll | n/a | n/a | Identity Data | n/a | n/a
Uniclass2 | n/a | 1900-12-31T23:59:59 | Submitted:Submitted for Approval | Type | nbl_ToiletRollHolders_DolphinDispensers_AC250DolphinPrestigeToiletRollHolder | 45-31-76/488 | n/a | n/a | Identity Data | n/a | n/a
Version | n/a | 1900-12-31T23:59:59 | Submitted:Submitted for Approval | Type | nbl_ToiletRollHolders_DolphinDispensers_AC250DolphinPrestigeToiletRollHolder | 1.0 | n/a | n/a | Identity Data | n/a | n/a
ToiletRollHolderMaterial | n/a | 1900-12-31T23:59:59 | Submitted:Submitted for Approval | Type | nbl_ToiletRollHolders_DolphinDispensers_AC250DolphinPrestigeToiletRollHolder | nbl_ConceptSolid | n/a | n/a | Materials and Finishes | n/a | n/a
AccessibilityPerformance | n/a | 1900-12-31T23:59:59 | Submitted:Submitted for Approval | Type | nbl_ToiletRollHolders_DolphinDispensers_AC250DolphinPrestigeToiletRollHolder |  | n/a | n/a | Other | n/a | n/a
AssetIdentifier | n/a | 1900-12-31T23:59:59 | Submitted:Submitted for Approval | Type | nbl_ToiletRollHolders_DolphinDispensers_AC250DolphinPrestigeToiletRollHolder |  | n/a | n/a | Other | n/a | n/a
BarCode | n/a | 1900-12-31T23:59:59 | Submitted:Submitted for Approval | Type | nbl_ToiletRollHolders_DolphinDispensers_AC250DolphinPrestigeToiletRollHolder |  | n/a | n/a | Other | n/a | n/a
CodePerformance | n/a | 1900-12-31T23:59:59 | Submitted:Submitted for Approval | Type | nbl_ToiletRollHolders_DolphinDispensers_AC250DolphinPrestigeToiletRollHolder |  | n/a | n/a | Other | n/a | n/a
Constituents | n/a | 1900-12-31T23:59:59 | Submitted:Submitted for Approval | Type | nbl_ToiletRollHolders_DolphinDispensers_AC250DolphinPrestigeToiletRollHolder |  | n/a | n/a | Other | n/a | n/a
Documentation | n/a | 1900-12-31T23:59:59 | Submitted:Submitted for Approval | Type | nbl_ToiletRollHolders_DolphinDispensers_AC250DolphinPrestigeToiletRollHolder | www.dolphindispensers.co.uk/resources/products/productdetail/000061/ac-250-dolphin-prestige-toilet-roll-holder.pdf | n/a | n/a | Other | n/a | n/a
DocumentReference | n/a | 1900-12-31T23:59:59 | Submitted:Submitted for Approval | Type | nbl_ToiletRollHolders_DolphinDispensers_AC250DolphinPrestigeToiletRollHolder | www.dolphindispensers.co.uk | n/a | n/a | Other | n/a | n/a
Features | n/a | 1900-12-31T23:59:59 | Submitted:Submitted for Approval | Type | nbl_ToiletRollHolders_DolphinDispensers_AC250DolphinPrestigeToiletRollHolder |  | n/a | n/a | Other | n/a | n/a
Finish | n/a | 1900-12-31T23:59:59 | Submitted:Submitted for Approval | Type | nbl_ToiletRollHolders_DolphinDispensers_AC250DolphinPrestigeToiletRollHolder | Satin | n/a | n/a | Other | n/a | n/a
Grade | n/a | 1900-12-31T23:59:59 | Submitted:Submitted for Approval | Type | nbl_ToiletRollHolders_DolphinDispensers_AC250DolphinPrestigeToiletRollHolder |  | n/a | n/a | Other | n/a | n/a
InstallationDate | n/a | 1900-12-31T23:59:59 | Submitted:Submitted for Approval | Type | nbl_ToiletRollHolders_DolphinDispensers_AC250DolphinPrestigeToiletRollHolder |  | n/a | n/a | Other | n/a | n/a
LifeCyclePhase | n/a | 1900-12-31T23:59:59 | Submitted:Submitted for Approval | Type | nbl_ToiletRollHolders_DolphinDispensers_AC250DolphinPrestigeToiletRollHolder |  | n/a | n/a | Other | n/a | n/a
Material | n/a | 1900-12-31T23:59:59 | Submitted:Submitted for Approval | Type | nbl_ToiletRollHolders_DolphinDispensers_AC250DolphinPrestigeToiletRollHolder | 18/10 chrome nickel stainless steel | n/a | n/a | Other | n/a | n/a
MethodOfMeasurement | n/a | 1900-12-31T23:59:59 | Submitted:Submitted for Approval | Type | nbl_ToiletRollHolders_DolphinDispensers_AC250DolphinPrestigeToiletRollHolder |  | n/a | n/a | Other | n/a | n/a
ModelLabel | n/a | 1900-12-31T23:59:59 | Submitted:Submitted for Approval | Type | nbl_ToiletRollHolders_DolphinDispensers_AC250DolphinPrestigeToiletRollHolder | AC250 | n/a | n/a | Other | n/a | n/a
ModelReference | n/a | 1900-12-31T23:59:59 | Submitted:Submitted for Approval | Type | nbl_ToiletRollHolders_DolphinDispensers_AC250DolphinPrestigeToiletRollHolder | Dolphin Prestige Toilet Roll Holder | n/a | n/a | Other | n/a | n/a
NominalHeight | n/a | 1900-12-31T23:59:59 | Submitted:Submitted for Approval | Type | nbl_ToiletRollHolders_DolphinDispensers_AC250DolphinPrestigeToiletRollHolder | 110 | n/a | n/a | Other | n/a | n/a | n/a
NominalLength | n/a | 1900-12-31T23:59:59 | Submitted:Submitted for Approval | Type | nbl_ToiletRollHolders_DolphinDispensers_AC250DolphinPrestigeToiletRollHolder | 135 | n/a | n/a | Other | n/a | n/a | n/a
NominalWidth | n/a | 1900-12-31T23:59:59 | Submitted:Submitted for Approval | Type | nbl_ToiletRollHolders_DolphinDispensers_AC250DolphinPrestigeToiletRollHolder | 66 | n/a | n/a | Other | n/a | n/a | n/a
Process | n/a | 1900-12-31T23:59:59 | Submitted:Submitted for Approval | Type | nbl_ToiletRollHolders_DolphinDispensers_AC250DolphinPrestigeToiletRollHolder |  | n/a | n/a | Other | n/a | n/a
ProductionYear | n/a | 1900-12-31T23:59:59 | Submitted:Submitted for Approval | Type | nbl_ToiletRollHolders_DolphinDispensers_AC250DolphinPrestigeToiletRollHolder |  | n/a | n/a | Other | n/a | n/a
ReferenceStandard | n/a | 1900-12-31T23:59:59 | Submitted:Submitted for Approval | Type | nbl_ToiletRollHolders_DolphinDispensers_AC250DolphinPrestigeToiletRollHolder |  | n/a | n/a | Other | n/a | n/a
ReplacementCost | n/a | 1900-12-31T23:59:59 | Submitted:Submitted for Approval | Type | nbl_ToiletRollHolders_DolphinDispensers_AC250DolphinPrestigeToiletRollHolder |  | n/a | n/a | Other | n/a | n/a
SerialNumber | n/a | 1900-12-31T23:59:59 | Submitted:Submitted for Approval | Type | nbl_ToiletRollHolders_DolphinDispensers_AC250DolphinPrestigeToiletRollHolder |  | n/a | n/a | Other | n/a | n/a
ServiceLifeDuration | n/a | 1900-12-31T23:59:59 | Submitted:Submitted for Approval | Type | nbl_ToiletRollHolders_DolphinDispensers_AC250DolphinPrestigeToiletRollHolder |  | n/a | n/a | Other | n/a | n/a
ServiceLifeType | n/a | 1900-12-31T23:59:59 | Submitted:Submitted for Approval | Type | nbl_ToiletRollHolders_DolphinDispensers_AC250DolphinPrestigeToiletRollHolder |  | n/a | n/a | Other | n/a | n/a
Shape | n/a | 1900-12-31T23:59:59 | Submitted:Submitted for Approval | Type | nbl_ToiletRollHolders_DolphinDispensers_AC250DolphinPrestigeToiletRollHolder |  | n/a | n/a | Other | n/a | n/a
Size | n/a | 1900-12-31T23:59:59 | Submitted:Submitted for Approval | Type | nbl_ToiletRollHolders_DolphinDispensers_AC250DolphinPrestigeToiletRollHolder | 135 x 66 x 110 mm | n/a | n/a | Other | n/a | n/a
SustainabilityPerformance | n/a | 1900-12-31T23:59:59 | Submitted:Submitted for Approval | Type | nbl_ToiletRollHolders_DolphinDispensers_AC250DolphinPrestigeToiletRollHolder |  | n/a | n/a | Other | n/a | n/a
TagNumber | n/a | 1900-12-31T23:59:59 | Submitted:Submitted for Approval | Type | nbl_ToiletRollHolders_DolphinDispensers_AC250DolphinPrestigeToiletRollHolder |  | n/a | n/a | Other | n/a | n/a
WarrantyDescription | n/a | 1900-12-31T23:59:59 | Submitted:Submitted for Approval | Type | nbl_ToiletRollHolders_DolphinDispensers_AC250DolphinPrestigeToiletRollHolder |  | n/a | n/a | Other | n/a | n/a
WarrantyDurationLabour | n/a | 1900-12-31T23:59:59 | Submitted:Submitted for Approval | Type | nbl_ToiletRollHolders_DolphinDispensers_AC250DolphinPrestigeToiletRollHolder |  | n/a | n/a | Other | n/a | n/a
WarrantyDurationParts | n/a | 1900-12-31T23:59:59 | Submitted:Submitted for Approval | Type | nbl_ToiletRollHolders_DolphinDispensers_AC250DolphinPrestigeToiletRollHolder |  | n/a | n/a | Other | n/a | n/a
WarrantyGuarantorLabour | n/a | 1900-12-31T23:59:59 | Submitted:Submitted for Approval | Type | nbl_ToiletRollHolders_DolphinDispensers_AC250DolphinPrestigeToiletRollHolder |  | n/a | n/a | Other | n/a | n/a
WarrantyGuarantorParts | n/a | 1900-12-31T23:59:59 | Submitted:Submitted for Approval | Type | nbl_ToiletRollHolders_DolphinDispensers_AC250DolphinPrestigeToiletRollHolder |  | n/a | n/a | Other | n/a | n/a
WarrantyStartDate | n/a | 1900-12-31T23:59:59 | Submitted:Submitted for Approval | Type | nbl_ToiletRollHolders_DolphinDispensers_AC250DolphinPrestigeToiletRollHolder |  | n/a | n/a | Other | n/a | n/a
Reference | n/a | 1900-12-31T23:59:59 | Submitted:Submitted for Approval | Component | nbl_TltRllHldrs_DolphinDispensers_AC250DolphinPrestigeToiletRollHolder:nbl_ToiletRollHolders_DolphinDispensers_AC250DolphinPrestigeToiletRollHolder:727969 | nbl_ToiletRollHolders_DolphinDispensers_AC250DolphinPrestigeToiletRollHolder | n/a | n/a | Pset_BuildingElementProxyCommon | n/a | n/a
ModelReference | n/a | 1900-12-31T23:59:59 | Submitted:Submitted for Approval | Component | nbl_TltRllHldrs_DolphinDispensers_AC250DolphinPrestigeToiletRollHolder:nbl_ToiletRollHolders_DolphinDispensers_AC250DolphinPrestigeToiletRollHolder:727969 | Dolphin Prestige Toilet Roll Holder | n/a | n/a | Pset_ManufacturerTypeInformation | n/a | n/a
ModelLabel | n/a | 1900-12-31T23:59:59 | Submitted:Submitted for Approval | Component | nbl_TltRllHldrs_DolphinDispensers_AC250DolphinPrestigeToiletRollHolder:nbl_ToiletRollHolders_DolphinDispensers_AC250DolphinPrestigeToiletRollHolder:727969 | AC250 | n/a | n/a | Pset_ManufacturerTypeInformation | n/a | n/a
Manufacturer | n/a | 1900-12-31T23:59:59 | Submitted:Submitted for Approval | Component | nbl_TltRllHldrs_DolphinDispensers_AC250DolphinPrestigeToiletRollHolder:nbl_ToiletRollHolders_DolphinDispensers_AC250DolphinPrestigeToiletRollHolder:727969 | Dolphin Dispensers | n/a | n/a | Pset_ManufacturerTypeInformation | n/a | n/a
ProductionYear | n/a | 1900-12-31T23:59:59 | Submitted:Submitted for Approval | Component | nbl_TltRllHldrs_DolphinDispensers_AC250DolphinPrestigeToiletRollHolder:nbl_ToiletRollHolders_DolphinDispensers_AC250DolphinPrestigeToiletRollHolder:727969 |  | n/a | n/a | Pset_ManufacturerTypeInformation | n/a | n/a
Host | n/a | 1900-12-31T23:59:59 | Submitted:Submitted for Approval | Component | nbl_TltRllHldrs_DolphinDispensers_AC250DolphinPrestigeToiletRollHolder:nbl_ToiletRollHolders_DolphinDispensers_AC250DolphinPrestigeToiletRollHolder:727969 | Floor : nbl_Fin_CerTls-CemAdh-PolyethFilmSht | n/a | n/a | Constraints | n/a | n/a
Level | n/a | 1900-12-31T23:59:59 | Submitted:Submitted for Approval | Component | nbl_TltRllHldrs_DolphinDispensers_AC250DolphinPrestigeToiletRollHolder:nbl_ToiletRollHolders_DolphinDispensers_AC250DolphinPrestigeToiletRollHolder:727969 | Level: Ground Floor | n/a | n/a | Constraints | n/a | n/a
Moves With Nearby Elements | n/a | 1900-12-31T23:59:59 | Submitted:Submitted for Approval | Component | nbl_TltRllHldrs_DolphinDispensers_AC250DolphinPrestigeToiletRollHolder:nbl_ToiletRollHolders_DolphinDispensers_AC250DolphinPrestigeToiletRollHolder:727969 | n/a | n/a | n/a | Constraints | n/a | n/a | n/a
Offset | n/a | 1900-12-31T23:59:59 | Submitted:Submitted for Approval | Component | nbl_TltRllHldrs_DolphinDispensers_AC250DolphinPrestigeToiletRollHolder:nbl_ToiletRollHolders_DolphinDispensers_AC250DolphinPrestigeToiletRollHolder:727969 | 1200 | n/a | n/a | Constraints | n/a | n/a | n/a
Volume | n/a | 1900-12-31T23:59:59 | Submitted:Submitted for Approval | Component | nbl_TltRllHldrs_DolphinDispensers_AC250DolphinPrestigeToiletRollHolder:nbl_ToiletRollHolders_DolphinDispensers_AC250DolphinPrestigeToiletRollHolder:727969 | 5.9462e-05 | n/a | n/a | Dimensions | n/a | n/a | n/a
Phase Created | n/a | 1900-12-31T23:59:59 | Submitted:Submitted for Approval | Component | nbl_TltRllHldrs_DolphinDispensers_AC250DolphinPrestigeToiletRollHolder:nbl_ToiletRollHolders_DolphinDispensers_AC250DolphinPrestigeToiletRollHolder:727969 | New Construction | n/a | n/a | Phasing | n/a | n/a
Reference | n/a | 1900-12-31T23:59:59 | Submitted:Submitted for Approval | Component | nbl_TltRllHldrs_DolphinDispensers_AC250DolphinPrestigeToiletRollHolder:nbl_ToiletRollHolders_DolphinDispensers_AC250DolphinPrestigeToiletRollHolder:728152 | nbl_ToiletRollHolders_DolphinDispensers_AC250DolphinPrestigeToiletRollHolder | n/a | n/a | Pset_BuildingElementProxyCommon | n/a | n/a
ModelReference | n/a | 1900-12-31T23:59:59 | Submitted:Submitted for Approval | Component | nbl_TltRllHldrs_DolphinDispensers_AC250DolphinPrestigeToiletRollHolder:nbl_ToiletRollHolders_DolphinDispensers_AC250DolphinPrestigeToiletRollHolder:728152 | Dolphin Prestige Toilet Roll Holder | n/a | n/a | Pset_ManufacturerTypeInformation | n/a | n/a
ModelLabel | n/a | 1900-12-31T23:59:59 | Submitted:Submitted for Approval | Component | nbl_TltRllHldrs_DolphinDispensers_AC250DolphinPrestigeToiletRollHolder:nbl_ToiletRollHolders_DolphinDispensers_AC250DolphinPrestigeToiletRollHolder:728152 | AC250 | n/a | n/a | Pset_ManufacturerTypeInformation | n/a | n/a
Manufacturer | n/a | 1900-12-31T23:59:59 | Submitted:Submitted for Approval | Component | nbl_TltRllHldrs_DolphinDispensers_AC250DolphinPrestigeToiletRollHolder:nbl_ToiletRollHolders_DolphinDispensers_AC250DolphinPrestigeToiletRollHolder:728152 | Dolphin Dispensers | n/a | n/a | Pset_ManufacturerTypeInformation | n/a | n/a
ProductionYear | n/a | 1900-12-31T23:59:59 | Submitted:Submitted for Approval | Component | nbl_TltRllHldrs_DolphinDispensers_AC250DolphinPrestigeToiletRollHolder:nbl_ToiletRollHolders_DolphinDispensers_AC250DolphinPrestigeToiletRollHolder:728152 |  | n/a | n/a | Pset_ManufacturerTypeInformation | n/a | n/a
Host | n/a | 1900-12-31T23:59:59 | Submitted:Submitted for Approval | Component | nbl_TltRllHldrs_DolphinDispensers_AC250DolphinPrestigeToiletRollHolder:nbl_ToiletRollHolders_DolphinDispensers_AC250DolphinPrestigeToiletRollHolder:728152 | Floor : nbl_Fin_CerTls-CemAdh-PolyethFilmSht | n/a | n/a | Constraints | n/a | n/a
Level | n/a | 1900-12-31T23:59:59 | Submitted:Submitted for Approval | Component | nbl_TltRllHldrs_DolphinDispensers_AC250DolphinPrestigeToiletRollHolder:nbl_ToiletRollHolders_DolphinDispensers_AC250DolphinPrestigeToiletRollHolder:728152 | Level: Ground Floor | n/a | n/a | Constraints | n/a | n/a
Moves With Nearby Elements | n/a | 1900-12-31T23:59:59 | Submitted:Submitted for Approval | Component | nbl_TltRllHldrs_DolphinDispensers_AC250DolphinPrestigeToiletRollHolder:nbl_ToiletRollHolders_DolphinDispensers_AC250DolphinPrestigeToiletRollHolder:728152 | n/a | n/a | n/a | Constraints | n/a | n/a | n/a
Offset | n/a | 1900-12-31T23:59:59 | Submitted:Submitted for Approval | Component | nbl_TltRllHldrs_DolphinDispensers_AC250DolphinPrestigeToiletRollHolder:nbl_ToiletRollHolders_DolphinDispensers_AC250DolphinPrestigeToiletRollHolder:728152 | 1200 | n/a | n/a | Constraints | n/a | n/a | n/a
Volume | n/a | 1900-12-31T23:59:59 | Submitted:Submitted for Approval | Component | nbl_TltRllHldrs_DolphinDispensers_AC250DolphinPrestigeToiletRollHolder:nbl_ToiletRollHolders_DolphinDispensers_AC250DolphinPrestigeToiletRollHolder:728152 | 5.9462e-05 | n/a | n/a | Dimensions | n/a | n/a | n/a
Phase Created | n/a | 1900-12-31T23:59:59 | Submitted:Submitted for Approval | Component | nbl_TltRllHldrs_DolphinDispensers_AC250DolphinPrestigeToiletRollHolder:nbl_ToiletRollHolders_DolphinDispensers_AC250DolphinPrestigeToiletRollHolder:728152 | New Construction | n/a | n/a | Phasing | n/a | n/a
Assembly Code | n/a | 1900-12-31T23:59:59 | Submitted:Submitted for Approval | Type | nbl_SoapDispensers_DolphinDispensers_BC360DolphinStainlessSteelSoapDispenser |  | n/a | n/a | Identity Data | n/a | n/a
Assembly Description | n/a | 1900-12-31T23:59:59 | Submitted:Submitted for Approval | Type | nbl_SoapDispensers_DolphinDispensers_BC360DolphinStainlessSteelSoapDispenser |  | n/a | n/a | Identity Data | n/a | n/a
Author | n/a | 1900-12-31T23:59:59 | Submitted:Submitted for Approval | Type | nbl_SoapDispensers_DolphinDispensers_BC360DolphinStainlessSteelSoapDispenser | NBS | n/a | n/a | Identity Data | n/a | n/a
BIMObjectName | n/a | 1900-12-31T23:59:59 | Submitted:Submitted for Approval | Type | nbl_SoapDispensers_DolphinDispensers_BC360DolphinStainlessSteelSoapDispenser | nbl_SoapDispensers_DolphinDispensers_BC360DolphinStainlessSteelSoapDispenser | n/a | n/a | Identity Data | n/a | n/a
Description | n/a | 1900-12-31T23:59:59 | Submitted:Submitted for Approval | Type | nbl_SoapDispensers_DolphinDispensers_BC360DolphinStainlessSteelSoapDispenser | Surface mounted liquid soap dispenser | n/a | n/a | Identity Data | n/a | n/a
ElectricalDeviceNominalPower | n/a | 1900-12-31T23:59:59 | Submitted:Submitted for Approval | Type | nbl_SoapDispensers_DolphinDispensers_BC360DolphinStainlessSteelSoapDispenser |  | n/a | n/a | Identity Data | n/a | n/a
Form | n/a | 1900-12-31T23:59:59 | Submitted:Submitted for Approval | Type | nbl_SoapDispensers_DolphinDispensers_BC360DolphinStainlessSteelSoapDispenser | Wall mounted | n/a | n/a | Identity Data | n/a | n/a
Help | n/a | 1900-12-31T23:59:59 | Submitted:Submitted for Approval | Type | nbl_SoapDispensers_DolphinDispensers_BC360DolphinStainlessSteelSoapDispenser | www.nationalBIMlibrary.com | n/a | n/a | Identity Data | n/a | n/a
InsulationStandardClass | n/a | 1900-12-31T23:59:59 | Submitted:Submitted for Approval | Type | nbl_SoapDispensers_DolphinDispensers_BC360DolphinStainlessSteelSoapDispenser |  | n/a | n/a | Identity Data | n/a | n/a
IntegralAccessories | n/a | 1900-12-31T23:59:59 | Submitted:Submitted for Approval | Type | nbl_SoapDispensers_DolphinDispensers_BC360DolphinStainlessSteelSoapDispenser | Concealed fixing | n/a | n/a | Identity Data | n/a | n/a
IPCode | n/a | 1900-12-31T23:59:59 | Submitted:Submitted for Approval | Type | nbl_SoapDispensers_DolphinDispensers_BC360DolphinStainlessSteelSoapDispenser |  | n/a | n/a | Identity Data | n/a | n/a
IssueDate | n/a | 1900-12-31T23:59:59 | Submitted:Submitted for Approval | Type | nbl_SoapDispensers_DolphinDispensers_BC360DolphinStainlessSteelSoapDispenser | 2013-10-04 | n/a | n/a | Identity Data | n/a | n/a
Manufacturer | n/a | 1900-12-31T23:59:59 | Submitted:Submitted for Approval | Type | nbl_SoapDispensers_DolphinDispensers_BC360DolphinStainlessSteelSoapDispenser | Dolphin Dispensers | n/a | n/a | Identity Data | n/a | n/a
ManufacturerURL | n/a | 1900-12-31T23:59:59 | Submitted:Submitted for Approval | Type | nbl_SoapDispensers_DolphinDispensers_BC360DolphinStainlessSteelSoapDispenser | www.dolphindispensers.co.uk | n/a | n/a | Identity Data | n/a | n/a
NBSDescription | n/a | 1900-12-31T23:59:59 | Submitted:Submitted for Approval | Type | nbl_SoapDispensers_DolphinDispensers_BC360DolphinStainlessSteelSoapDispenser | Soap dispensers | n/a | n/a | Identity Data | n/a | n/a
NBSNote | n/a | 1900-12-31T23:59:59 | Submitted:Submitted for Approval | Type | nbl_SoapDispensers_DolphinDispensers_BC360DolphinStainlessSteelSoapDispenser |  | n/a | n/a | Identity Data | n/a | n/a
NBSReference | n/a | 1900-12-31T23:59:59 | Submitted:Submitted for Approval | Type | nbl_SoapDispensers_DolphinDispensers_BC360DolphinStainlessSteelSoapDispenser | 45-35-72/358 | n/a | n/a | Identity Data | n/a | n/a
NBSTypeID | n/a | 1900-12-31T23:59:59 | Submitted:Submitted for Approval | Type | nbl_SoapDispensers_DolphinDispensers_BC360DolphinStainlessSteelSoapDispenser |  | n/a | n/a | Identity Data | n/a | n/a
NominalCurrent | n/a | 1900-12-31T23:59:59 | Submitted:Submitted for Approval | Type | nbl_SoapDispensers_DolphinDispensers_BC360DolphinStainlessSteelSoapDispenser |  | n/a | n/a | Identity Data | n/a | n/a
NominalFrequencyRange | n/a | 1900-12-31T23:59:59 | Submitted:Submitted for Approval | Type | nbl_SoapDispensers_DolphinDispensers_BC360DolphinStainlessSteelSoapDispenser |  | n/a | n/a | Identity Data | n/a | n/a
NominalVoltage | n/a | 1900-12-31T23:59:59 | Submitted:Submitted for Approval | Type | nbl_SoapDispensers_DolphinDispensers_BC360DolphinStainlessSteelSoapDispenser |  | n/a | n/a | Identity Data | n/a | n/a
NumberOfPoles | n/a | 1900-12-31T23:59:59 | Submitted:Submitted for Approval | Type | nbl_SoapDispensers_DolphinDispensers_BC360DolphinStainlessSteelSoapDispenser |  | n/a | n/a | Identity Data | n/a | n/a
OmniClass Number | n/a | 1900-12-31T23:59:59 | Submitted:Submitted for Approval | Type | nbl_SoapDispensers_DolphinDispensers_BC360DolphinStainlessSteelSoapDispenser |  | n/a | n/a | Identity Data | n/a | n/a
OmniClass Title | n/a | 1900-12-31T23:59:59 | Submitted:Submitted for Approval | Type | nbl_SoapDispensers_DolphinDispensers_BC360DolphinStainlessSteelSoapDispenser |  | n/a | n/a | Identity Data | n/a | n/a
Operation | n/a | 1900-12-31T23:59:59 | Submitted:Submitted for Approval | Type | nbl_SoapDispensers_DolphinDispensers_BC360DolphinStainlessSteelSoapDispenser | Single hand push lever | n/a | n/a | Identity Data | n/a | n/a
PhaseAngle | n/a | 1900-12-31T23:59:59 | Submitted:Submitted for Approval | Type | nbl_SoapDispensers_DolphinDispensers_BC360DolphinStainlessSteelSoapDispenser |  | n/a | n/a | Identity Data | n/a | n/a
PhaseReference | n/a | 1900-12-31T23:59:59 | Submitted:Submitted for Approval | Type | nbl_SoapDispensers_DolphinDispensers_BC360DolphinStainlessSteelSoapDispenser |  | n/a | n/a | Identity Data | n/a | n/a
SoapCapacity | n/a | 1900-12-31T23:59:59 | Submitted:Submitted for Approval | Type | nbl_SoapDispensers_DolphinDispensers_BC360DolphinStainlessSteelSoapDispenser | 250 ml | n/a | n/a | Identity Data | n/a | n/a
Uniclass2 | n/a | 1900-12-31T23:59:59 | Submitted:Submitted for Approval | Type | nbl_SoapDispensers_DolphinDispensers_BC360DolphinStainlessSteelSoapDispenser | 45-31-77/480 | n/a | n/a | Identity Data | n/a | n/a
UsageCurrent | n/a | 1900-12-31T23:59:59 | Submitted:Submitted for Approval | Type | nbl_SoapDispensers_DolphinDispensers_BC360DolphinStainlessSteelSoapDispenser |  | n/a | n/a | Identity Data | n/a | n/a
Version | n/a | 1900-12-31T23:59:59 | Submitted:Submitted for Approval | Type | nbl_SoapDispensers_DolphinDispensers_BC360DolphinStainlessSteelSoapDispenser | 1.0 | n/a | n/a | Identity Data | n/a | n/a
SoapDispenserMaterial | n/a | 1900-12-31T23:59:59 | Submitted:Submitted for Approval | Type | nbl_SoapDispensers_DolphinDispensers_BC360DolphinStainlessSteelSoapDispenser | nbl_ConceptSolid | n/a | n/a | Materials and Finishes | n/a | n/a
AccessibilityPerformance | n/a | 1900-12-31T23:59:59 | Submitted:Submitted for Approval | Type | nbl_SoapDispensers_DolphinDispensers_BC360DolphinStainlessSteelSoapDispenser |  | n/a | n/a | Other | n/a | n/a
AssetIdentifier | n/a | 1900-12-31T23:59:59 | Submitted:Submitted for Approval | Type | nbl_SoapDispensers_DolphinDispensers_BC360DolphinStainlessSteelSoapDispenser |  | n/a | n/a | Other | n/a | n/a
BarCode | n/a | 1900-12-31T23:59:59 | Submitted:Submitted for Approval | Type | nbl_SoapDispensers_DolphinDispensers_BC360DolphinStainlessSteelSoapDispenser |  | n/a | n/a | Other | n/a | n/a
CodePerformance | n/a | 1900-12-31T23:59:59 | Submitted:Submitted for Approval | Type | nbl_SoapDispensers_DolphinDispensers_BC360DolphinStainlessSteelSoapDispenser |  | n/a | n/a | Other | n/a | n/a
Constituents | n/a | 1900-12-31T23:59:59 | Submitted:Submitted for Approval | Type | nbl_SoapDispensers_DolphinDispensers_BC360DolphinStainlessSteelSoapDispenser |  | n/a | n/a | Other | n/a | n/a
Documentation | n/a | 1900-12-31T23:59:59 | Submitted:Submitted for Approval | Type | nbl_SoapDispensers_DolphinDispensers_BC360DolphinStainlessSteelSoapDispenser | www.dolphindispensers.co.uk/resources/products/productdetail/000032/bc-360-dolphin-stainless-steel-soap-dispenser.pdf | n/a | n/a | Other | n/a | n/a
DocumentReference | n/a | 1900-12-31T23:59:59 | Submitted:Submitted for Approval | Type | nbl_SoapDispensers_DolphinDispensers_BC360DolphinStainlessSteelSoapDispenser | www.dolphindispensers.co.uk | n/a | n/a | Other | n/a | n/a
Features | n/a | 1900-12-31T23:59:59 | Submitted:Submitted for Approval | Type | nbl_SoapDispensers_DolphinDispensers_BC360DolphinStainlessSteelSoapDispenser |  | n/a | n/a | Other | n/a | n/a
Finish | n/a | 1900-12-31T23:59:59 | Submitted:Submitted for Approval | Type | nbl_SoapDispensers_DolphinDispensers_BC360DolphinStainlessSteelSoapDispenser | Satin | n/a | n/a | Other | n/a | n/a
Grade | n/a | 1900-12-31T23:59:59 | Submitted:Submitted for Approval | Type | nbl_SoapDispensers_DolphinDispensers_BC360DolphinStainlessSteelSoapDispenser |  | n/a | n/a | Other | n/a | n/a
InstallationDate | n/a | 1900-12-31T23:59:59 | Submitted:Submitted for Approval | Type | nbl_SoapDispensers_DolphinDispensers_BC360DolphinStainlessSteelSoapDispenser |  | n/a | n/a | Other | n/a | n/a
LifeCyclePhase | n/a | 1900-12-31T23:59:59 | Submitted:Submitted for Approval | Type | nbl_SoapDispensers_DolphinDispensers_BC360DolphinStainlessSteelSoapDispenser |  | n/a | n/a | Other | n/a | n/a
Material | n/a | 1900-12-31T23:59:59 | Submitted:Submitted for Approval | Type | nbl_SoapDispensers_DolphinDispensers_BC360DolphinStainlessSteelSoapDispenser | Stainless steel | n/a | n/a | Other | n/a | n/a
MethodOfMeasurement | n/a | 1900-12-31T23:59:59 | Submitted:Submitted for Approval | Type | nbl_SoapDispensers_DolphinDispensers_BC360DolphinStainlessSteelSoapDispenser |  | n/a | n/a | Other | n/a | n/a
ModelLabel | n/a | 1900-12-31T23:59:59 | Submitted:Submitted for Approval | Type | nbl_SoapDispensers_DolphinDispensers_BC360DolphinStainlessSteelSoapDispenser | BC360 | n/a | n/a | Other | n/a | n/a
ModelReference | n/a | 1900-12-31T23:59:59 | Submitted:Submitted for Approval | Type | nbl_SoapDispensers_DolphinDispensers_BC360DolphinStainlessSteelSoapDispenser | Dolphin Stainless Steel Soap Dispenser | n/a | n/a | Other | n/a | n/a
NominalHeight | n/a | 1900-12-31T23:59:59 | Submitted:Submitted for Approval | Type | nbl_SoapDispensers_DolphinDispensers_BC360DolphinStainlessSteelSoapDispenser | 212 | n/a | n/a | Other | n/a | n/a | n/a
NominalLength | n/a | 1900-12-31T23:59:59 | Submitted:Submitted for Approval | Type | nbl_SoapDispensers_DolphinDispensers_BC360DolphinStainlessSteelSoapDispenser | 80 | n/a | n/a | Other | n/a | n/a | n/a
NominalWidth | n/a | 1900-12-31T23:59:59 | Submitted:Submitted for Approval | Type | nbl_SoapDispensers_DolphinDispensers_BC360DolphinStainlessSteelSoapDispenser | 60 | n/a | n/a | Other | n/a | n/a | n/a
Process | n/a | 1900-12-31T23:59:59 | Submitted:Submitted for Approval | Type | nbl_SoapDispensers_DolphinDispensers_BC360DolphinStainlessSteelSoapDispenser |  | n/a | n/a | Other | n/a | n/a
ProductionYear | n/a | 1900-12-31T23:59:59 | Submitted:Submitted for Approval | Type | nbl_SoapDispensers_DolphinDispensers_BC360DolphinStainlessSteelSoapDispenser |  | n/a | n/a | Other | n/a | n/a
ReferenceStandard | n/a | 1900-12-31T23:59:59 | Submitted:Submitted for Approval | Type | nbl_SoapDispensers_DolphinDispensers_BC360DolphinStainlessSteelSoapDispenser |  | n/a | n/a | Other | n/a | n/a
ReplacementCost | n/a | 1900-12-31T23:59:59 | Submitted:Submitted for Approval | Type | nbl_SoapDispensers_DolphinDispensers_BC360DolphinStainlessSteelSoapDispenser |  | n/a | n/a | Other | n/a | n/a
SerialNumber | n/a | 1900-12-31T23:59:59 | Submitted:Submitted for Approval | Type | nbl_SoapDispensers_DolphinDispensers_BC360DolphinStainlessSteelSoapDispenser |  | n/a | n/a | Other | n/a | n/a
ServiceLifeDuration | n/a | 1900-12-31T23:59:59 | Submitted:Submitted for Approval | Type | nbl_SoapDispensers_DolphinDispensers_BC360DolphinStainlessSteelSoapDispenser |  | n/a | n/a | Other | n/a | n/a
ServiceLifeType | n/a | 1900-12-31T23:59:59 | Submitted:Submitted for Approval | Type | nbl_SoapDispensers_DolphinDispensers_BC360DolphinStainlessSteelSoapDispenser |  | n/a | n/a | Other | n/a | n/a
Shape | n/a | 1900-12-31T23:59:59 | Submitted:Submitted for Approval | Type | nbl_SoapDispensers_DolphinDispensers_BC360DolphinStainlessSteelSoapDispenser |  | n/a | n/a | Other | n/a | n/a
Size | n/a | 1900-12-31T23:59:59 | Submitted:Submitted for Approval | Type | nbl_SoapDispensers_DolphinDispensers_BC360DolphinStainlessSteelSoapDispenser | 60 x 80 x 212 mm | n/a | n/a | Other | n/a | n/a
SustainabilityPerformance | n/a | 1900-12-31T23:59:59 | Submitted:Submitted for Approval | Type | nbl_SoapDispensers_DolphinDispensers_BC360DolphinStainlessSteelSoapDispenser |  | n/a | n/a | Other | n/a | n/a
TagNumber | n/a | 1900-12-31T23:59:59 | Submitted:Submitted for Approval | Type | nbl_SoapDispensers_DolphinDispensers_BC360DolphinStainlessSteelSoapDispenser |  | n/a | n/a | Other | n/a | n/a
WarrantyDescription | n/a | 1900-12-31T23:59:59 | Submitted:Submitted for Approval | Type | nbl_SoapDispensers_DolphinDispensers_BC360DolphinStainlessSteelSoapDispenser |  | n/a | n/a | Other | n/a | n/a
WarrantyDurationLabour | n/a | 1900-12-31T23:59:59 | Submitted:Submitted for Approval | Type | nbl_SoapDispensers_DolphinDispensers_BC360DolphinStainlessSteelSoapDispenser |  | n/a | n/a | Other | n/a | n/a
WarrantyDurationParts | n/a | 1900-12-31T23:59:59 | Submitted:Submitted for Approval | Type | nbl_SoapDispensers_DolphinDispensers_BC360DolphinStainlessSteelSoapDispenser |  | n/a | n/a | Other | n/a | n/a
WarrantyGuarantorLabour | n/a | 1900-12-31T23:59:59 | Submitted:Submitted for Approval | Type | nbl_SoapDispensers_DolphinDispensers_BC360DolphinStainlessSteelSoapDispenser |  | n/a | n/a | Other | n/a | n/a
WarrantyGuarantorParts | n/a | 1900-12-31T23:59:59 | Submitted:Submitted for Approval | Type | nbl_SoapDispensers_DolphinDispensers_BC360DolphinStainlessSteelSoapDispenser |  | n/a | n/a | Other | n/a | n/a
WarrantyStartDate | n/a | 1900-12-31T23:59:59 | Submitted:Submitted for Approval | Type | nbl_SoapDispensers_DolphinDispensers_BC360DolphinStainlessSteelSoapDispenser |  | n/a | n/a | Other | n/a | n/a
Reference | n/a | 1900-12-31T23:59:59 | Submitted:Submitted for Approval | Component | nbl_SoapDpnsrs_DolphinDispensers_BC360DolphinStainlessSteelSoapDispenser:nbl_SoapDispensers_DolphinDispensers_BC360DolphinStainlessSteelSoapDispenser:731639 | nbl_SoapDispensers_DolphinDispensers_BC360DolphinStainlessSteelSoapDispenser | n/a | n/a | Pset_BuildingElementProxyCommon | n/a | n/a
ModelReference | n/a | 1900-12-31T23:59:59 | Submitted:Submitted for Approval | Component | nbl_SoapDpnsrs_DolphinDispensers_BC360DolphinStainlessSteelSoapDispenser:nbl_SoapDispensers_DolphinDispensers_BC360DolphinStainlessSteelSoapDispenser:731639 | Dolphin Stainless Steel Soap Dispenser | n/a | n/a | Pset_ManufacturerTypeInformation | n/a | n/a
ModelLabel | n/a | 1900-12-31T23:59:59 | Submitted:Submitted for Approval | Component | nbl_SoapDpnsrs_DolphinDispensers_BC360DolphinStainlessSteelSoapDispenser:nbl_SoapDispensers_DolphinDispensers_BC360DolphinStainlessSteelSoapDispenser:731639 | BC360 | n/a | n/a | Pset_ManufacturerTypeInformation | n/a | n/a
Manufacturer | n/a | 1900-12-31T23:59:59 | Submitted:Submitted for Approval | Component | nbl_SoapDpnsrs_DolphinDispensers_BC360DolphinStainlessSteelSoapDispenser:nbl_SoapDispensers_DolphinDispensers_BC360DolphinStainlessSteelSoapDispenser:731639 | Dolphin Dispensers | n/a | n/a | Pset_ManufacturerTypeInformation | n/a | n/a
ProductionYear | n/a | 1900-12-31T23:59:59 | Submitted:Submitted for Approval | Component | nbl_SoapDpnsrs_DolphinDispensers_BC360DolphinStainlessSteelSoapDispenser:nbl_SoapDispensers_DolphinDispensers_BC360DolphinStainlessSteelSoapDispenser:731639 |  | n/a | n/a | Pset_ManufacturerTypeInformation | n/a | n/a
Host | n/a | 1900-12-31T23:59:59 | Submitted:Submitted for Approval | Component | nbl_SoapDpnsrs_DolphinDispensers_BC360DolphinStainlessSteelSoapDispenser:nbl_SoapDispensers_DolphinDispensers_BC360DolphinStainlessSteelSoapDispenser:731639 | Floor : nbl_Fin_CerTls-CemAdh-PolyethFilmSht | n/a | n/a | Constraints | n/a | n/a
Level | n/a | 1900-12-31T23:59:59 | Submitted:Submitted for Approval | Component | nbl_SoapDpnsrs_DolphinDispensers_BC360DolphinStainlessSteelSoapDispenser:nbl_SoapDispensers_DolphinDispensers_BC360DolphinStainlessSteelSoapDispenser:731639 | Level: Ground Floor | n/a | n/a | Constraints | n/a | n/a
Moves With Nearby Elements | n/a | 1900-12-31T23:59:59 | Submitted:Submitted for Approval | Component | nbl_SoapDpnsrs_DolphinDispensers_BC360DolphinStainlessSteelSoapDispenser:nbl_SoapDispensers_DolphinDispensers_BC360DolphinStainlessSteelSoapDispenser:731639 | n/a | n/a | n/a | Constraints | n/a | n/a | n/a
Offset | n/a | 1900-12-31T23:59:59 | Submitted:Submitted for Approval | Component | nbl_SoapDpnsrs_DolphinDispensers_BC360DolphinStainlessSteelSoapDispenser:nbl_SoapDispensers_DolphinDispensers_BC360DolphinStainlessSteelSoapDispenser:731639 | 1095.4424 | n/a | n/a | Constraints | n/a | n/a | n/a
Volume | n/a | 1900-12-31T23:59:59 | Submitted:Submitted for Approval | Component | nbl_SoapDpnsrs_DolphinDispensers_BC360DolphinStainlessSteelSoapDispenser:nbl_SoapDispensers_DolphinDispensers_BC360DolphinStainlessSteelSoapDispenser:731639 | 0.0005266 | n/a | n/a | Dimensions | n/a | n/a | n/a
Phase Created | n/a | 1900-12-31T23:59:59 | Submitted:Submitted for Approval | Component | nbl_SoapDpnsrs_DolphinDispensers_BC360DolphinStainlessSteelSoapDispenser:nbl_SoapDispensers_DolphinDispensers_BC360DolphinStainlessSteelSoapDispenser:731639 | New Construction | n/a | n/a | Phasing | n/a | n/a
Reference | n/a | 1900-12-31T23:59:59 | Submitted:Submitted for Approval | Component | nbl_SoapDpnsrs_DolphinDispensers_BC360DolphinStainlessSteelSoapDispenser:nbl_SoapDispensers_DolphinDispensers_BC360DolphinStainlessSteelSoapDispenser:732513 | nbl_SoapDispensers_DolphinDispensers_BC360DolphinStainlessSteelSoapDispenser | n/a | n/a | Pset_BuildingElementProxyCommon | n/a | n/a
ModelReference | n/a | 1900-12-31T23:59:59 | Submitted:Submitted for Approval | Component | nbl_SoapDpnsrs_DolphinDispensers_BC360DolphinStainlessSteelSoapDispenser:nbl_SoapDispensers_DolphinDispensers_BC360DolphinStainlessSteelSoapDispenser:732513 | Dolphin Stainless Steel Soap Dispenser | n/a | n/a | Pset_ManufacturerTypeInformation | n/a | n/a
ModelLabel | n/a | 1900-12-31T23:59:59 | Submitted:Submitted for Approval | Component | nbl_SoapDpnsrs_DolphinDispensers_BC360DolphinStainlessSteelSoapDispenser:nbl_SoapDispensers_DolphinDispensers_BC360DolphinStainlessSteelSoapDispenser:732513 | BC360 | n/a | n/a | Pset_ManufacturerTypeInformation | n/a | n/a
Manufacturer | n/a | 1900-12-31T23:59:59 | Submitted:Submitted for Approval | Component | nbl_SoapDpnsrs_DolphinDispensers_BC360DolphinStainlessSteelSoapDispenser:nbl_SoapDispensers_DolphinDispensers_BC360DolphinStainlessSteelSoapDispenser:732513 | Dolphin Dispensers | n/a | n/a | Pset_ManufacturerTypeInformation | n/a | n/a
ProductionYear | n/a | 1900-12-31T23:59:59 | Submitted:Submitted for Approval | Component | nbl_SoapDpnsrs_DolphinDispensers_BC360DolphinStainlessSteelSoapDispenser:nbl_SoapDispensers_DolphinDispensers_BC360DolphinStainlessSteelSoapDispenser:732513 |  | n/a | n/a | Pset_ManufacturerTypeInformation | n/a | n/a
Host | n/a | 1900-12-31T23:59:59 | Submitted:Submitted for Approval | Component | nbl_SoapDpnsrs_DolphinDispensers_BC360DolphinStainlessSteelSoapDispenser:nbl_SoapDispensers_DolphinDispensers_BC360DolphinStainlessSteelSoapDispenser:732513 | Floor : nbl_Fin_CerTls-CemAdh-PolyethFilmSht | n/a | n/a | Constraints | n/a | n/a
Level | n/a | 1900-12-31T23:59:59 | Submitted:Submitted for Approval | Component | nbl_SoapDpnsrs_DolphinDispensers_BC360DolphinStainlessSteelSoapDispenser:nbl_SoapDispensers_DolphinDispensers_BC360DolphinStainlessSteelSoapDispenser:732513 | Level: Ground Floor | n/a | n/a | Constraints | n/a | n/a
Moves With Nearby Elements | n/a | 1900-12-31T23:59:59 | Submitted:Submitted for Approval | Component | nbl_SoapDpnsrs_DolphinDispensers_BC360DolphinStainlessSteelSoapDispenser:nbl_SoapDispensers_DolphinDispensers_BC360DolphinStainlessSteelSoapDispenser:732513 | n/a | n/a | n/a | Constraints | n/a | n/a | n/a
Offset | n/a | 1900-12-31T23:59:59 | Submitted:Submitted for Approval | Component | nbl_SoapDpnsrs_DolphinDispensers_BC360DolphinStainlessSteelSoapDispenser:nbl_SoapDispensers_DolphinDispensers_BC360DolphinStainlessSteelSoapDispenser:732513 | 1095.4424 | n/a | n/a | Constraints | n/a | n/a | n/a
Volume | n/a | 1900-12-31T23:59:59 | Submitted:Submitted for Approval | Component | nbl_SoapDpnsrs_DolphinDispensers_BC360DolphinStainlessSteelSoapDispenser:nbl_SoapDispensers_DolphinDispensers_BC360DolphinStainlessSteelSoapDispenser:732513 | 0.0005266 | n/a | n/a | Dimensions | n/a | n/a | n/a
Phase Created | n/a | 1900-12-31T23:59:59 | Submitted:Submitted for Approval | Component | nbl_SoapDpnsrs_DolphinDispensers_BC360DolphinStainlessSteelSoapDispenser:nbl_SoapDispensers_DolphinDispensers_BC360DolphinStainlessSteelSoapDispenser:732513 | New Construction | n/a | n/a | Phasing | n/a | n/a
Reference | n/a | 1900-12-31T23:59:59 | Submitted:Submitted for Approval | Component | nbl_SoapDpnsrs_DolphinDispensers_BC360DolphinStainlessSteelSoapDispenser:nbl_SoapDispensers_DolphinDispensers_BC360DolphinStainlessSteelSoapDispenser:732703 | nbl_SoapDispensers_DolphinDispensers_BC360DolphinStainlessSteelSoapDispenser | n/a | n/a | Pset_BuildingElementProxyCommon | n/a | n/a
ModelReference | n/a | 1900-12-31T23:59:59 | Submitted:Submitted for Approval | Component | nbl_SoapDpnsrs_DolphinDispensers_BC360DolphinStainlessSteelSoapDispenser:nbl_SoapDispensers_DolphinDispensers_BC360DolphinStainlessSteelSoapDispenser:732703 | Dolphin Stainless Steel Soap Dispenser | n/a | n/a | Pset_ManufacturerTypeInformation | n/a | n/a
ModelLabel | n/a | 1900-12-31T23:59:59 | Submitted:Submitted for Approval | Component | nbl_SoapDpnsrs_DolphinDispensers_BC360DolphinStainlessSteelSoapDispenser:nbl_SoapDispensers_DolphinDispensers_BC360DolphinStainlessSteelSoapDispenser:732703 | BC360 | n/a | n/a | Pset_ManufacturerTypeInformation | n/a | n/a
Manufacturer | n/a | 1900-12-31T23:59:59 | Submitted:Submitted for Approval | Component | nbl_SoapDpnsrs_DolphinDispensers_BC360DolphinStainlessSteelSoapDispenser:nbl_SoapDispensers_DolphinDispensers_BC360DolphinStainlessSteelSoapDispenser:732703 | Dolphin Dispensers | n/a | n/a | Pset_ManufacturerTypeInformation | n/a | n/a
ProductionYear | n/a | 1900-12-31T23:59:59 | Submitted:Submitted for Approval | Component | nbl_SoapDpnsrs_DolphinDispensers_BC360DolphinStainlessSteelSoapDispenser:nbl_SoapDispensers_DolphinDispensers_BC360DolphinStainlessSteelSoapDispenser:732703 |  | n/a | n/a | Pset_ManufacturerTypeInformation | n/a | n/a
Host | n/a | 1900-12-31T23:59:59 | Submitted:Submitted for Approval | Component | nbl_SoapDpnsrs_DolphinDispensers_BC360DolphinStainlessSteelSoapDispenser:nbl_SoapDispensers_DolphinDispensers_BC360DolphinStainlessSteelSoapDispenser:732703 | Floor : nbl_Fin_CerTls-CemAdh-PolyethFilmSht | n/a | n/a | Constraints | n/a | n/a
Level | n/a | 1900-12-31T23:59:59 | Submitted:Submitted for Approval | Component | nbl_SoapDpnsrs_DolphinDispensers_BC360DolphinStainlessSteelSoapDispenser:nbl_SoapDispensers_DolphinDispensers_BC360DolphinStainlessSteelSoapDispenser:732703 | Level: Ground Floor | n/a | n/a | Constraints | n/a | n/a
Moves With Nearby Elements | n/a | 1900-12-31T23:59:59 | Submitted:Submitted for Approval | Component | nbl_SoapDpnsrs_DolphinDispensers_BC360DolphinStainlessSteelSoapDispenser:nbl_SoapDispensers_DolphinDispensers_BC360DolphinStainlessSteelSoapDispenser:732703 | n/a | n/a | n/a | Constraints | n/a | n/a | n/a
Offset | n/a | 1900-12-31T23:59:59 | Submitted:Submitted for Approval | Component | nbl_SoapDpnsrs_DolphinDispensers_BC360DolphinStainlessSteelSoapDispenser:nbl_SoapDispensers_DolphinDispensers_BC360DolphinStainlessSteelSoapDispenser:732703 | 1095.4424 | n/a | n/a | Constraints | n/a | n/a | n/a
Volume | n/a | 1900-12-31T23:59:59 | Submitted:Submitted for Approval | Component | nbl_SoapDpnsrs_DolphinDispensers_BC360DolphinStainlessSteelSoapDispenser:nbl_SoapDispensers_DolphinDispensers_BC360DolphinStainlessSteelSoapDispenser:732703 | 0.0005266 | n/a | n/a | Dimensions | n/a | n/a | n/a
Phase Created | n/a | 1900-12-31T23:59:59 | Submitted:Submitted for Approval | Component | nbl_SoapDpnsrs_DolphinDispensers_BC360DolphinStainlessSteelSoapDispenser:nbl_SoapDispensers_DolphinDispensers_BC360DolphinStainlessSteelSoapDispenser:732703 | New Construction | n/a | n/a | Phasing | n/a | n/a
Reference | n/a | 1900-12-31T23:59:59 | Submitted:Submitted for Approval | Component | nbl_SoapDpnsrs_DolphinDispensers_BC360DolphinStainlessSteelSoapDispenser:nbl_SoapDispensers_DolphinDispensers_BC360DolphinStainlessSteelSoapDispenser:732906 | nbl_SoapDispensers_DolphinDispensers_BC360DolphinStainlessSteelSoapDispenser | n/a | n/a | Pset_BuildingElementProxyCommon | n/a | n/a
ModelReference | n/a | 1900-12-31T23:59:59 | Submitted:Submitted for Approval | Component | nbl_SoapDpnsrs_DolphinDispensers_BC360DolphinStainlessSteelSoapDispenser:nbl_SoapDispensers_DolphinDispensers_BC360DolphinStainlessSteelSoapDispenser:732906 | Dolphin Stainless Steel Soap Dispenser | n/a | n/a | Pset_ManufacturerTypeInformation | n/a | n/a
ModelLabel | n/a | 1900-12-31T23:59:59 | Submitted:Submitted for Approval | Component | nbl_SoapDpnsrs_DolphinDispensers_BC360DolphinStainlessSteelSoapDispenser:nbl_SoapDispensers_DolphinDispensers_BC360DolphinStainlessSteelSoapDispenser:732906 | BC360 | n/a | n/a | Pset_ManufacturerTypeInformation | n/a | n/a
Manufacturer | n/a | 1900-12-31T23:59:59 | Submitted:Submitted for Approval | Component | nbl_SoapDpnsrs_DolphinDispensers_BC360DolphinStainlessSteelSoapDispenser:nbl_SoapDispensers_DolphinDispensers_BC360DolphinStainlessSteelSoapDispenser:732906 | Dolphin Dispensers | n/a | n/a | Pset_ManufacturerTypeInformation | n/a | n/a
ProductionYear | n/a | 1900-12-31T23:59:59 | Submitted:Submitted for Approval | Component | nbl_SoapDpnsrs_DolphinDispensers_BC360DolphinStainlessSteelSoapDispenser:nbl_SoapDispensers_DolphinDispensers_BC360DolphinStainlessSteelSoapDispenser:732906 |  | n/a | n/a | Pset_ManufacturerTypeInformation | n/a | n/a
Host | n/a | 1900-12-31T23:59:59 | Submitted:Submitted for Approval | Component | nbl_SoapDpnsrs_DolphinDispensers_BC360DolphinStainlessSteelSoapDispenser:nbl_SoapDispensers_DolphinDispensers_BC360DolphinStainlessSteelSoapDispenser:732906 | Floor : nbl_Fin_CerTls-CemAdh-PolyethFilmSht | n/a | n/a | Constraints | n/a | n/a
Level | n/a | 1900-12-31T23:59:59 | Submitted:Submitted for Approval | Component | nbl_SoapDpnsrs_DolphinDispensers_BC360DolphinStainlessSteelSoapDispenser:nbl_SoapDispensers_DolphinDispensers_BC360DolphinStainlessSteelSoapDispenser:732906 | Level: Ground Floor | n/a | n/a | Constraints | n/a | n/a
Moves With Nearby Elements | n/a | 1900-12-31T23:59:59 | Submitted:Submitted for Approval | Component | nbl_SoapDpnsrs_DolphinDispensers_BC360DolphinStainlessSteelSoapDispenser:nbl_SoapDispensers_DolphinDispensers_BC360DolphinStainlessSteelSoapDispenser:732906 | n/a | n/a | n/a | Constraints | n/a | n/a | n/a
Offset | n/a | 1900-12-31T23:59:59 | Submitted:Submitted for Approval | Component | nbl_SoapDpnsrs_DolphinDispensers_BC360DolphinStainlessSteelSoapDispenser:nbl_SoapDispensers_DolphinDispensers_BC360DolphinStainlessSteelSoapDispenser:732906 | 1095.4424 | n/a | n/a | Constraints | n/a | n/a | n/a
Volume | n/a | 1900-12-31T23:59:59 | Submitted:Submitted for Approval | Component | nbl_SoapDpnsrs_DolphinDispensers_BC360DolphinStainlessSteelSoapDispenser:nbl_SoapDispensers_DolphinDispensers_BC360DolphinStainlessSteelSoapDispenser:732906 | 0.0005266 | n/a | n/a | Dimensions | n/a | n/a | n/a
Phase Created | n/a | 1900-12-31T23:59:59 | Submitted:Submitted for Approval | Component | nbl_SoapDpnsrs_DolphinDispensers_BC360DolphinStainlessSteelSoapDispenser:nbl_SoapDispensers_DolphinDispensers_BC360DolphinStainlessSteelSoapDispenser:732906 | New Construction | n/a | n/a | Phasing | n/a | n/a
Reference | n/a | 1900-12-31T23:59:59 | Submitted:Submitted for Approval | Component | nbl_SoapDpnsrs_DolphinDispensers_BC360DolphinStainlessSteelSoapDispenser:nbl_SoapDispensers_DolphinDispensers_BC360DolphinStainlessSteelSoapDispenser:733130 | nbl_SoapDispensers_DolphinDispensers_BC360DolphinStainlessSteelSoapDispenser | n/a | n/a | Pset_BuildingElementProxyCommon | n/a | n/a
ModelReference | n/a | 1900-12-31T23:59:59 | Submitted:Submitted for Approval | Component | nbl_SoapDpnsrs_DolphinDispensers_BC360DolphinStainlessSteelSoapDispenser:nbl_SoapDispensers_DolphinDispensers_BC360DolphinStainlessSteelSoapDispenser:733130 | Dolphin Stainless Steel Soap Dispenser | n/a | n/a | Pset_ManufacturerTypeInformation | n/a | n/a
ModelLabel | n/a | 1900-12-31T23:59:59 | Submitted:Submitted for Approval | Component | nbl_SoapDpnsrs_DolphinDispensers_BC360DolphinStainlessSteelSoapDispenser:nbl_SoapDispensers_DolphinDispensers_BC360DolphinStainlessSteelSoapDispenser:733130 | BC360 | n/a | n/a | Pset_ManufacturerTypeInformation | n/a | n/a
Manufacturer | n/a | 1900-12-31T23:59:59 | Submitted:Submitted for Approval | Component | nbl_SoapDpnsrs_DolphinDispensers_BC360DolphinStainlessSteelSoapDispenser:nbl_SoapDispensers_DolphinDispensers_BC360DolphinStainlessSteelSoapDispenser:733130 | Dolphin Dispensers | n/a | n/a | Pset_ManufacturerTypeInformation | n/a | n/a
ProductionYear | n/a | 1900-12-31T23:59:59 | Submitted:Submitted for Approval | Component | nbl_SoapDpnsrs_DolphinDispensers_BC360DolphinStainlessSteelSoapDispenser:nbl_SoapDispensers_DolphinDispensers_BC360DolphinStainlessSteelSoapDispenser:733130 |  | n/a | n/a | Pset_ManufacturerTypeInformation | n/a | n/a
Host | n/a | 1900-12-31T23:59:59 | Submitted:Submitted for Approval | Component | nbl_SoapDpnsrs_DolphinDispensers_BC360DolphinStainlessSteelSoapDispenser:nbl_SoapDispensers_DolphinDispensers_BC360DolphinStainlessSteelSoapDispenser:733130 | Floor : nbl_Fin_CerTls-CemAdh-PolyethFilmSht | n/a | n/a | Constraints | n/a | n/a
Level | n/a | 1900-12-31T23:59:59 | Submitted:Submitted for Approval | Component | nbl_SoapDpnsrs_DolphinDispensers_BC360DolphinStainlessSteelSoapDispenser:nbl_SoapDispensers_DolphinDispensers_BC360DolphinStainlessSteelSoapDispenser:733130 | Level: Ground Floor | n/a | n/a | Constraints | n/a | n/a
Moves With Nearby Elements | n/a | 1900-12-31T23:59:59 | Submitted:Submitted for Approval | Component | nbl_SoapDpnsrs_DolphinDispensers_BC360DolphinStainlessSteelSoapDispenser:nbl_SoapDispensers_DolphinDispensers_BC360DolphinStainlessSteelSoapDispenser:733130 | n/a | n/a | n/a | Constraints | n/a | n/a | n/a
Offset | n/a | 1900-12-31T23:59:59 | Submitted:Submitted for Approval | Component | nbl_SoapDpnsrs_DolphinDispensers_BC360DolphinStainlessSteelSoapDispenser:nbl_SoapDispensers_DolphinDispensers_BC360DolphinStainlessSteelSoapDispenser:733130 | 1095.4424 | n/a | n/a | Constraints | n/a | n/a | n/a
Volume | n/a | 1900-12-31T23:59:59 | Submitted:Submitted for Approval | Component | nbl_SoapDpnsrs_DolphinDispensers_BC360DolphinStainlessSteelSoapDispenser:nbl_SoapDispensers_DolphinDispensers_BC360DolphinStainlessSteelSoapDispenser:733130 | 0.0005266 | n/a | n/a | Dimensions | n/a | n/a | n/a
Phase Created | n/a | 1900-12-31T23:59:59 | Submitted:Submitted for Approval | Component | nbl_SoapDpnsrs_DolphinDispensers_BC360DolphinStainlessSteelSoapDispenser:nbl_SoapDispensers_DolphinDispensers_BC360DolphinStainlessSteelSoapDispenser:733130 | New Construction | n/a | n/a | Phasing | n/a | n/a
Reference | n/a | 1900-12-31T23:59:59 | Submitted:Submitted for Approval | Component | nbl_SoapDpnsrs_DolphinDispensers_BC360DolphinStainlessSteelSoapDispenser:nbl_SoapDispensers_DolphinDispensers_BC360DolphinStainlessSteelSoapDispenser:733304 | nbl_SoapDispensers_DolphinDispensers_BC360DolphinStainlessSteelSoapDispenser | n/a | n/a | Pset_BuildingElementProxyCommon | n/a | n/a
ModelReference | n/a | 1900-12-31T23:59:59 | Submitted:Submitted for Approval | Component | nbl_SoapDpnsrs_DolphinDispensers_BC360DolphinStainlessSteelSoapDispenser:nbl_SoapDispensers_DolphinDispensers_BC360DolphinStainlessSteelSoapDispenser:733304 | Dolphin Stainless Steel Soap Dispenser | n/a | n/a | Pset_ManufacturerTypeInformation | n/a | n/a
ModelLabel | n/a | 1900-12-31T23:59:59 | Submitted:Submitted for Approval | Component | nbl_SoapDpnsrs_DolphinDispensers_BC360DolphinStainlessSteelSoapDispenser:nbl_SoapDispensers_DolphinDispensers_BC360DolphinStainlessSteelSoapDispenser:733304 | BC360 | n/a | n/a | Pset_ManufacturerTypeInformation | n/a | n/a
Manufacturer | n/a | 1900-12-31T23:59:59 | Submitted:Submitted for Approval | Component | nbl_SoapDpnsrs_DolphinDispensers_BC360DolphinStainlessSteelSoapDispenser:nbl_SoapDispensers_DolphinDispensers_BC360DolphinStainlessSteelSoapDispenser:733304 | Dolphin Dispensers | n/a | n/a | Pset_ManufacturerTypeInformation | n/a | n/a
ProductionYear | n/a | 1900-12-31T23:59:59 | Submitted:Submitted for Approval | Component | nbl_SoapDpnsrs_DolphinDispensers_BC360DolphinStainlessSteelSoapDispenser:nbl_SoapDispensers_DolphinDispensers_BC360DolphinStainlessSteelSoapDispenser:733304 |  | n/a | n/a | Pset_ManufacturerTypeInformation | n/a | n/a
Host | n/a | 1900-12-31T23:59:59 | Submitted:Submitted for Approval | Component | nbl_SoapDpnsrs_DolphinDispensers_BC360DolphinStainlessSteelSoapDispenser:nbl_SoapDispensers_DolphinDispensers_BC360DolphinStainlessSteelSoapDispenser:733304 | Floor : nbl_Fin_CerTls-CemAdh-PolyethFilmSht | n/a | n/a | Constraints | n/a | n/a
Level | n/a | 1900-12-31T23:59:59 | Submitted:Submitted for Approval | Component | nbl_SoapDpnsrs_DolphinDispensers_BC360DolphinStainlessSteelSoapDispenser:nbl_SoapDispensers_DolphinDispensers_BC360DolphinStainlessSteelSoapDispenser:733304 | Level: Ground Floor | n/a | n/a | Constraints | n/a | n/a
Moves With Nearby Elements | n/a | 1900-12-31T23:59:59 | Submitted:Submitted for Approval | Component | nbl_SoapDpnsrs_DolphinDispensers_BC360DolphinStainlessSteelSoapDispenser:nbl_SoapDispensers_DolphinDispensers_BC360DolphinStainlessSteelSoapDispenser:733304 | n/a | n/a | n/a | Constraints | n/a | n/a | n/a
Offset | n/a | 1900-12-31T23:59:59 | Submitted:Submitted for Approval | Component | nbl_SoapDpnsrs_DolphinDispensers_BC360DolphinStainlessSteelSoapDispenser:nbl_SoapDispensers_DolphinDispensers_BC360DolphinStainlessSteelSoapDispenser:733304 | 1095.4424 | n/a | n/a | Constraints | n/a | n/a | n/a
Volume | n/a | 1900-12-31T23:59:59 | Submitted:Submitted for Approval | Component | nbl_SoapDpnsrs_DolphinDispensers_BC360DolphinStainlessSteelSoapDispenser:nbl_SoapDispensers_DolphinDispensers_BC360DolphinStainlessSteelSoapDispenser:733304 | 0.0005266 | n/a | n/a | Dimensions | n/a | n/a | n/a
Phase Created | n/a | 1900-12-31T23:59:59 | Submitted:Submitted for Approval | Component | nbl_SoapDpnsrs_DolphinDispensers_BC360DolphinStainlessSteelSoapDispenser:nbl_SoapDispensers_DolphinDispensers_BC360DolphinStainlessSteelSoapDispenser:733304 | New Construction | n/a | n/a | Phasing | n/a | n/a
Reference | n/a | 1900-12-31T23:59:59 | Submitted:Submitted for Approval | Component | nbl_SoapDpnsrs_DolphinDispensers_BC360DolphinStainlessSteelSoapDispenser:nbl_SoapDispensers_DolphinDispensers_BC360DolphinStainlessSteelSoapDispenser:733478 | nbl_SoapDispensers_DolphinDispensers_BC360DolphinStainlessSteelSoapDispenser | n/a | n/a | Pset_BuildingElementProxyCommon | n/a | n/a
ModelReference | n/a | 1900-12-31T23:59:59 | Submitted:Submitted for Approval | Component | nbl_SoapDpnsrs_DolphinDispensers_BC360DolphinStainlessSteelSoapDispenser:nbl_SoapDispensers_DolphinDispensers_BC360DolphinStainlessSteelSoapDispenser:733478 | Dolphin Stainless Steel Soap Dispenser | n/a | n/a | Pset_ManufacturerTypeInformation | n/a | n/a
ModelLabel | n/a | 1900-12-31T23:59:59 | Submitted:Submitted for Approval | Component | nbl_SoapDpnsrs_DolphinDispensers_BC360DolphinStainlessSteelSoapDispenser:nbl_SoapDispensers_DolphinDispensers_BC360DolphinStainlessSteelSoapDispenser:733478 | BC360 | n/a | n/a | Pset_ManufacturerTypeInformation | n/a | n/a
Manufacturer | n/a | 1900-12-31T23:59:59 | Submitted:Submitted for Approval | Component | nbl_SoapDpnsrs_DolphinDispensers_BC360DolphinStainlessSteelSoapDispenser:nbl_SoapDispensers_DolphinDispensers_BC360DolphinStainlessSteelSoapDispenser:733478 | Dolphin Dispensers | n/a | n/a | Pset_ManufacturerTypeInformation | n/a | n/a
ProductionYear | n/a | 1900-12-31T23:59:59 | Submitted:Submitted for Approval | Component | nbl_SoapDpnsrs_DolphinDispensers_BC360DolphinStainlessSteelSoapDispenser:nbl_SoapDispensers_DolphinDispensers_BC360DolphinStainlessSteelSoapDispenser:733478 |  | n/a | n/a | Pset_ManufacturerTypeInformation | n/a | n/a
Host | n/a | 1900-12-31T23:59:59 | Submitted:Submitted for Approval | Component | nbl_SoapDpnsrs_DolphinDispensers_BC360DolphinStainlessSteelSoapDispenser:nbl_SoapDispensers_DolphinDispensers_BC360DolphinStainlessSteelSoapDispenser:733478 | Floor : nbl_Fin_CerTls-CemAdh-PolyethFilmSht | n/a | n/a | Constraints | n/a | n/a
Level | n/a | 1900-12-31T23:59:59 | Submitted:Submitted for Approval | Component | nbl_SoapDpnsrs_DolphinDispensers_BC360DolphinStainlessSteelSoapDispenser:nbl_SoapDispensers_DolphinDispensers_BC360DolphinStainlessSteelSoapDispenser:733478 | Level: Ground Floor | n/a | n/a | Constraints | n/a | n/a
Moves With Nearby Elements | n/a | 1900-12-31T23:59:59 | Submitted:Submitted for Approval | Component | nbl_SoapDpnsrs_DolphinDispensers_BC360DolphinStainlessSteelSoapDispenser:nbl_SoapDispensers_DolphinDispensers_BC360DolphinStainlessSteelSoapDispenser:733478 | n/a | n/a | n/a | Constraints | n/a | n/a | n/a
Offset | n/a | 1900-12-31T23:59:59 | Submitted:Submitted for Approval | Component | nbl_SoapDpnsrs_DolphinDispensers_BC360DolphinStainlessSteelSoapDispenser:nbl_SoapDispensers_DolphinDispensers_BC360DolphinStainlessSteelSoapDispenser:733478 | 1095.4424 | n/a | n/a | Constraints | n/a | n/a | n/a
Volume | n/a | 1900-12-31T23:59:59 | Submitted:Submitted for Approval | Component | nbl_SoapDpnsrs_DolphinDispensers_BC360DolphinStainlessSteelSoapDispenser:nbl_SoapDispensers_DolphinDispensers_BC360DolphinStainlessSteelSoapDispenser:733478 | 0.0005266 | n/a | n/a | Dimensions | n/a | n/a | n/a
Phase Created | n/a | 1900-12-31T23:59:59 | Submitted:Submitted for Approval | Component | nbl_SoapDpnsrs_DolphinDispensers_BC360DolphinStainlessSteelSoapDispenser:nbl_SoapDispensers_DolphinDispensers_BC360DolphinStainlessSteelSoapDispenser:733478 | New Construction | n/a | n/a | Phasing | n/a | n/a
AirOutput | n/a | 1900-12-31T23:59:59 | Submitted:Submitted for Approval | Type | nbl_HandDryers_DolphinDispensers_BC2002DolphinVelocityEcoDryer | 90 m/s | n/a | n/a | Identity Data | n/a | n/a
Assembly Code | n/a | 1900-12-31T23:59:59 | Submitted:Submitted for Approval | Type | nbl_HandDryers_DolphinDispensers_BC2002DolphinVelocityEcoDryer |  | n/a | n/a | Identity Data | n/a | n/a
Assembly Description | n/a | 1900-12-31T23:59:59 | Submitted:Submitted for Approval | Type | nbl_HandDryers_DolphinDispensers_BC2002DolphinVelocityEcoDryer |  | n/a | n/a | Identity Data | n/a | n/a
Author | n/a | 1900-12-31T23:59:59 | Submitted:Submitted for Approval | Type | nbl_HandDryers_DolphinDispensers_BC2002DolphinVelocityEcoDryer | NBS | n/a | n/a | Identity Data | n/a | n/a
AutomaticShutOffTime | n/a | 1900-12-31T23:59:59 | Submitted:Submitted for Approval | Type | nbl_HandDryers_DolphinDispensers_BC2002DolphinVelocityEcoDryer | 60 s | n/a | n/a | Identity Data | n/a | n/a
BIMObjectName | n/a | 1900-12-31T23:59:59 | Submitted:Submitted for Approval | Type | nbl_HandDryers_DolphinDispensers_BC2002DolphinVelocityEcoDryer | nbl_HandDriers_DolphinDispensers_BC2002DolphinVelocityEcoDryer | n/a | n/a | Identity Data | n/a | n/a
BodyEnclosure | n/a | 1900-12-31T23:59:59 | Submitted:Submitted for Approval | Type | nbl_HandDryers_DolphinDispensers_BC2002DolphinVelocityEcoDryer | Pressed metal | n/a | n/a | Identity Data | n/a | n/a
Description | n/a | 1900-12-31T23:59:59 | Submitted:Submitted for Approval | Type | nbl_HandDryers_DolphinDispensers_BC2002DolphinVelocityEcoDryer | Stainless steel surface mounted hand dryer | n/a | n/a | Identity Data | n/a | n/a
ElectricalDeviceNominalPower | n/a | 1900-12-31T23:59:59 | Submitted:Submitted for Approval | Type | nbl_HandDryers_DolphinDispensers_BC2002DolphinVelocityEcoDryer | 1000.0 | n/a | n/a | Identity Data | n/a | n/a
EquipmentElectricalPower | n/a | 1900-12-31T23:59:59 | Submitted:Submitted for Approval | Type | nbl_HandDryers_DolphinDispensers_BC2002DolphinVelocityEcoDryer | Mains | n/a | n/a | Identity Data | n/a | n/a
Form | n/a | 1900-12-31T23:59:59 | Submitted:Submitted for Approval | Type | nbl_HandDryers_DolphinDispensers_BC2002DolphinVelocityEcoDryer | High velocity hot air drier | n/a | n/a | Identity Data | n/a | n/a
HandDryingTime | n/a | 1900-12-31T23:59:59 | Submitted:Submitted for Approval | Type | nbl_HandDryers_DolphinDispensers_BC2002DolphinVelocityEcoDryer | 10-15 s | n/a | n/a | Identity Data | n/a | n/a
Help | n/a | 1900-12-31T23:59:59 | Submitted:Submitted for Approval | Type | nbl_HandDryers_DolphinDispensers_BC2002DolphinVelocityEcoDryer | www.nationalBIMlibrary.com | n/a | n/a | Identity Data | n/a | n/a
InsulationStandardClass | n/a | 1900-12-31T23:59:59 | Submitted:Submitted for Approval | Type | nbl_HandDryers_DolphinDispensers_BC2002DolphinVelocityEcoDryer | Class I Appliance | n/a | n/a | Identity Data | n/a | n/a
IntegralAccessories | n/a | 1900-12-31T23:59:59 | Submitted:Submitted for Approval | Type | nbl_HandDryers_DolphinDispensers_BC2002DolphinVelocityEcoDryer |  | n/a | n/a | Identity Data | n/a | n/a
IPCode | n/a | 1900-12-31T23:59:59 | Submitted:Submitted for Approval | Type | nbl_HandDryers_DolphinDispensers_BC2002DolphinVelocityEcoDryer | IPX1 rated | n/a | n/a | Identity Data | n/a | n/a
IssueDate | n/a | 1900-12-31T23:59:59 | Submitted:Submitted for Approval | Type | nbl_HandDryers_DolphinDispensers_BC2002DolphinVelocityEcoDryer | 2013-10-04 | n/a | n/a | Identity Data | n/a | n/a
Manufacturer | n/a | 1900-12-31T23:59:59 | Submitted:Submitted for Approval | Type | nbl_HandDryers_DolphinDispensers_BC2002DolphinVelocityEcoDryer | Dolphin Dispensers | n/a | n/a | Identity Data | n/a | n/a
ManufacturerURL | n/a | 1900-12-31T23:59:59 | Submitted:Submitted for Approval | Type | nbl_HandDryers_DolphinDispensers_BC2002DolphinVelocityEcoDryer | www.dolphindispensers.co.uk | n/a | n/a | Identity Data | n/a | n/a
MotorRotationFrequency | n/a | 1900-12-31T23:59:59 | Submitted:Submitted for Approval | Type | nbl_HandDryers_DolphinDispensers_BC2002DolphinVelocityEcoDryer | 29000 rpm | n/a | n/a | Identity Data | n/a | n/a
NBSDescription | n/a | 1900-12-31T23:59:59 | Submitted:Submitted for Approval | Type | nbl_HandDryers_DolphinDispensers_BC2002DolphinVelocityEcoDryer | Hand driers | n/a | n/a | Identity Data | n/a | n/a
NBSNote | n/a | 1900-12-31T23:59:59 | Submitted:Submitted for Approval | Type | nbl_HandDryers_DolphinDispensers_BC2002DolphinVelocityEcoDryer |  | n/a | n/a | Identity Data | n/a | n/a
NBSReference | n/a | 1900-12-31T23:59:59 | Submitted:Submitted for Approval | Type | nbl_HandDryers_DolphinDispensers_BC2002DolphinVelocityEcoDryer | 45-35-72/334 | n/a | n/a | Identity Data | n/a | n/a
NBSTypeID | n/a | 1900-12-31T23:59:59 | Submitted:Submitted for Approval | Type | nbl_HandDryers_DolphinDispensers_BC2002DolphinVelocityEcoDryer |  | n/a | n/a | Identity Data | n/a | n/a
NoiseLevelAtOneMetre | n/a | 1900-12-31T23:59:59 | Submitted:Submitted for Approval | Type | nbl_HandDryers_DolphinDispensers_BC2002DolphinVelocityEcoDryer | 75 dB | n/a | n/a | Identity Data | n/a | n/a
NominalCurrent | n/a | 1900-12-31T23:59:59 | Submitted:Submitted for Approval | Type | nbl_HandDryers_DolphinDispensers_BC2002DolphinVelocityEcoDryer | 10.5 | n/a | n/a | Identity Data | n/a | n/a
NominalFrequencyRange | n/a | 1900-12-31T23:59:59 | Submitted:Submitted for Approval | Type | nbl_HandDryers_DolphinDispensers_BC2002DolphinVelocityEcoDryer | 50.0 , 60.0 | n/a | n/a | Identity Data | n/a | n/a
NominalVoltage | n/a | 1900-12-31T23:59:59 | Submitted:Submitted for Approval | Type | nbl_HandDryers_DolphinDispensers_BC2002DolphinVelocityEcoDryer | 220.0 , 240.0 | n/a | n/a | Identity Data | n/a | n/a
NumberOfPoles | n/a | 1900-12-31T23:59:59 | Submitted:Submitted for Approval | Type | nbl_HandDryers_DolphinDispensers_BC2002DolphinVelocityEcoDryer | 3 | n/a | n/a | Identity Data | n/a | n/a
OmniClass Number | n/a | 1900-12-31T23:59:59 | Submitted:Submitted for Approval | Type | nbl_HandDryers_DolphinDispensers_BC2002DolphinVelocityEcoDryer |  | n/a | n/a | Identity Data | n/a | n/a
OmniClass Title | n/a | 1900-12-31T23:59:59 | Submitted:Submitted for Approval | Type | nbl_HandDryers_DolphinDispensers_BC2002DolphinVelocityEcoDryer |  | n/a | n/a | Identity Data | n/a | n/a
Operation | n/a | 1900-12-31T23:59:59 | Submitted:Submitted for Approval | Type | nbl_HandDryers_DolphinDispensers_BC2002DolphinVelocityEcoDryer | Automatic | n/a | n/a | Identity Data | n/a | n/a
OutletTemperature | n/a | 1900-12-31T23:59:59 | Submitted:Submitted for Approval | Type | nbl_HandDryers_DolphinDispensers_BC2002DolphinVelocityEcoDryer | 55°C (131°F) at 25°C (77°F) ambient temperature | n/a | n/a | Identity Data | n/a | n/a
PhaseAngle | n/a | 1900-12-31T23:59:59 | Submitted:Submitted for Approval | Type | nbl_HandDryers_DolphinDispensers_BC2002DolphinVelocityEcoDryer |  | n/a | n/a | Identity Data | n/a | n/a
PhaseReference | n/a | 1900-12-31T23:59:59 | Submitted:Submitted for Approval | Type | nbl_HandDryers_DolphinDispensers_BC2002DolphinVelocityEcoDryer |  | n/a | n/a | Identity Data | n/a | n/a
Uniclass2 | n/a | 1900-12-31T23:59:59 | Submitted:Submitted for Approval | Type | nbl_HandDryers_DolphinDispensers_BC2002DolphinVelocityEcoDryer | 45-31-76/436 | n/a | n/a | Identity Data | n/a | n/a
UsageCurrent | n/a | 1900-12-31T23:59:59 | Submitted:Submitted for Approval | Type | nbl_HandDryers_DolphinDispensers_BC2002DolphinVelocityEcoDryer |  | n/a | n/a | Identity Data | n/a | n/a
Version | n/a | 1900-12-31T23:59:59 | Submitted:Submitted for Approval | Type | nbl_HandDryers_DolphinDispensers_BC2002DolphinVelocityEcoDryer | 1.0 | n/a | n/a | Identity Data | n/a | n/a
HandDryerMaterial | n/a | 1900-12-31T23:59:59 | Submitted:Submitted for Approval | Type | nbl_HandDryers_DolphinDispensers_BC2002DolphinVelocityEcoDryer | nbl_ConceptSolid | n/a | n/a | Materials and Finishes | n/a | n/a
AccessibilityPerformance | n/a | 1900-12-31T23:59:59 | Submitted:Submitted for Approval | Type | nbl_HandDryers_DolphinDispensers_BC2002DolphinVelocityEcoDryer |  | n/a | n/a | Other | n/a | n/a
AssetIdentifier | n/a | 1900-12-31T23:59:59 | Submitted:Submitted for Approval | Type | nbl_HandDryers_DolphinDispensers_BC2002DolphinVelocityEcoDryer |  | n/a | n/a | Other | n/a | n/a
BarCode | n/a | 1900-12-31T23:59:59 | Submitted:Submitted for Approval | Type | nbl_HandDryers_DolphinDispensers_BC2002DolphinVelocityEcoDryer |  | n/a | n/a | Other | n/a | n/a
CodePerformance | n/a | 1900-12-31T23:59:59 | Submitted:Submitted for Approval | Type | nbl_HandDryers_DolphinDispensers_BC2002DolphinVelocityEcoDryer |  | n/a | n/a | Other | n/a | n/a
Constituents | n/a | 1900-12-31T23:59:59 | Submitted:Submitted for Approval | Type | nbl_HandDryers_DolphinDispensers_BC2002DolphinVelocityEcoDryer |  | n/a | n/a | Other | n/a | n/a
Documentation | n/a | 1900-12-31T23:59:59 | Submitted:Submitted for Approval | Type | nbl_HandDryers_DolphinDispensers_BC2002DolphinVelocityEcoDryer | www.dolphindispensers.co.uk/resources/products/productdetail/000465/bc-2002-dolphin-velocity-eco-dryer.pdf | n/a | n/a | Other | n/a | n/a
DocumentReference | n/a | 1900-12-31T23:59:59 | Submitted:Submitted for Approval | Type | nbl_HandDryers_DolphinDispensers_BC2002DolphinVelocityEcoDryer | www.dolphindispensers.co.uk | n/a | n/a | Other | n/a | n/a
Features | n/a | 1900-12-31T23:59:59 | Submitted:Submitted for Approval | Type | nbl_HandDryers_DolphinDispensers_BC2002DolphinVelocityEcoDryer | Hands only | n/a | n/a | Other | n/a | n/a
Finish | n/a | 1900-12-31T23:59:59 | Submitted:Submitted for Approval | Type | nbl_HandDryers_DolphinDispensers_BC2002DolphinVelocityEcoDryer | Satin | n/a | n/a | Other | n/a | n/a
Grade | n/a | 1900-12-31T23:59:59 | Submitted:Submitted for Approval | Type | nbl_HandDryers_DolphinDispensers_BC2002DolphinVelocityEcoDryer |  | n/a | n/a | Other | n/a | n/a
InstallationDate | n/a | 1900-12-31T23:59:59 | Submitted:Submitted for Approval | Type | nbl_HandDryers_DolphinDispensers_BC2002DolphinVelocityEcoDryer |  | n/a | n/a | Other | n/a | n/a
LifeCyclePhase | n/a | 1900-12-31T23:59:59 | Submitted:Submitted for Approval | Type | nbl_HandDryers_DolphinDispensers_BC2002DolphinVelocityEcoDryer |  | n/a | n/a | Other | n/a | n/a
Material | n/a | 1900-12-31T23:59:59 | Submitted:Submitted for Approval | Type | nbl_HandDryers_DolphinDispensers_BC2002DolphinVelocityEcoDryer | Stainless steel | n/a | n/a | Other | n/a | n/a
MethodOfMeasurement | n/a | 1900-12-31T23:59:59 | Submitted:Submitted for Approval | Type | nbl_HandDryers_DolphinDispensers_BC2002DolphinVelocityEcoDryer |  | n/a | n/a | Other | n/a | n/a
ModelLabel | n/a | 1900-12-31T23:59:59 | Submitted:Submitted for Approval | Type | nbl_HandDryers_DolphinDispensers_BC2002DolphinVelocityEcoDryer | BC2002 | n/a | n/a | Other | n/a | n/a
ModelReference | n/a | 1900-12-31T23:59:59 | Submitted:Submitted for Approval | Type | nbl_HandDryers_DolphinDispensers_BC2002DolphinVelocityEcoDryer | Dolphin Velocity Eco Dryer | n/a | n/a | Other | n/a | n/a
NominalHeight | n/a | 1900-12-31T23:59:59 | Submitted:Submitted for Approval | Type | nbl_HandDryers_DolphinDispensers_BC2002DolphinVelocityEcoDryer | 220 | n/a | n/a | Other | n/a | n/a | n/a
NominalLength | n/a | 1900-12-31T23:59:59 | Submitted:Submitted for Approval | Type | nbl_HandDryers_DolphinDispensers_BC2002DolphinVelocityEcoDryer | 248 | n/a | n/a | Other | n/a | n/a | n/a
NominalWidth | n/a | 1900-12-31T23:59:59 | Submitted:Submitted for Approval | Type | nbl_HandDryers_DolphinDispensers_BC2002DolphinVelocityEcoDryer | 145 | n/a | n/a | Other | n/a | n/a | n/a
Process | n/a | 1900-12-31T23:59:59 | Submitted:Submitted for Approval | Type | nbl_HandDryers_DolphinDispensers_BC2002DolphinVelocityEcoDryer |  | n/a | n/a | Other | n/a | n/a
ProductionYear | n/a | 1900-12-31T23:59:59 | Submitted:Submitted for Approval | Type | nbl_HandDryers_DolphinDispensers_BC2002DolphinVelocityEcoDryer |  | n/a | n/a | Other | n/a | n/a
ReferenceStandard | n/a | 1900-12-31T23:59:59 | Submitted:Submitted for Approval | Type | nbl_HandDryers_DolphinDispensers_BC2002DolphinVelocityEcoDryer |  | n/a | n/a | Other | n/a | n/a
ReplacementCost | n/a | 1900-12-31T23:59:59 | Submitted:Submitted for Approval | Type | nbl_HandDryers_DolphinDispensers_BC2002DolphinVelocityEcoDryer |  | n/a | n/a | Other | n/a | n/a
SerialNumber | n/a | 1900-12-31T23:59:59 | Submitted:Submitted for Approval | Type | nbl_HandDryers_DolphinDispensers_BC2002DolphinVelocityEcoDryer |  | n/a | n/a | Other | n/a | n/a
ServiceLifeDuration | n/a | 1900-12-31T23:59:59 | Submitted:Submitted for Approval | Type | nbl_HandDryers_DolphinDispensers_BC2002DolphinVelocityEcoDryer |  | n/a | n/a | Other | n/a | n/a
ServiceLifeType | n/a | 1900-12-31T23:59:59 | Submitted:Submitted for Approval | Type | nbl_HandDryers_DolphinDispensers_BC2002DolphinVelocityEcoDryer |  | n/a | n/a | Other | n/a | n/a
Shape | n/a | 1900-12-31T23:59:59 | Submitted:Submitted for Approval | Type | nbl_HandDryers_DolphinDispensers_BC2002DolphinVelocityEcoDryer |  | n/a | n/a | Other | n/a | n/a
Size | n/a | 1900-12-31T23:59:59 | Submitted:Submitted for Approval | Type | nbl_HandDryers_DolphinDispensers_BC2002DolphinVelocityEcoDryer | 248 x 145 x 220 mm | n/a | n/a | Other | n/a | n/a
SustainabilityPerformance | n/a | 1900-12-31T23:59:59 | Submitted:Submitted for Approval | Type | nbl_HandDryers_DolphinDispensers_BC2002DolphinVelocityEcoDryer |  | n/a | n/a | Other | n/a | n/a
TagNumber | n/a | 1900-12-31T23:59:59 | Submitted:Submitted for Approval | Type | nbl_HandDryers_DolphinDispensers_BC2002DolphinVelocityEcoDryer |  | n/a | n/a | Other | n/a | n/a
WarrantyDescription | n/a | 1900-12-31T23:59:59 | Submitted:Submitted for Approval | Type | nbl_HandDryers_DolphinDispensers_BC2002DolphinVelocityEcoDryer |  | n/a | n/a | Other | n/a | n/a
WarrantyDurationLabour | n/a | 1900-12-31T23:59:59 | Submitted:Submitted for Approval | Type | nbl_HandDryers_DolphinDispensers_BC2002DolphinVelocityEcoDryer |  | n/a | n/a | Other | n/a | n/a
WarrantyDurationParts | n/a | 1900-12-31T23:59:59 | Submitted:Submitted for Approval | Type | nbl_HandDryers_DolphinDispensers_BC2002DolphinVelocityEcoDryer | 3 years | n/a | n/a | Other | n/a | n/a
WarrantyGuarantorLabour | n/a | 1900-12-31T23:59:59 | Submitted:Submitted for Approval | Type | nbl_HandDryers_DolphinDispensers_BC2002DolphinVelocityEcoDryer |  | n/a | n/a | Other | n/a | n/a
WarrantyGuarantorParts | n/a | 1900-12-31T23:59:59 | Submitted:Submitted for Approval | Type | nbl_HandDryers_DolphinDispensers_BC2002DolphinVelocityEcoDryer |  | n/a | n/a | Other | n/a | n/a
WarrantyStartDate | n/a | 1900-12-31T23:59:59 | Submitted:Submitted for Approval | Type | nbl_HandDryers_DolphinDispensers_BC2002DolphinVelocityEcoDryer |  | n/a | n/a | Other | n/a | n/a
Reference | n/a | 1900-12-31T23:59:59 | Submitted:Submitted for Approval | Component | nbl_HndDriers_DolphinDispensers_BC2002DolphinVelocityEcoDryer:nbl_HandDryers_DolphinDispensers_BC2002DolphinVelocityEcoDryer:733844 | nbl_HandDryers_DolphinDispensers_BC2002DolphinVelocityEcoDryer | n/a | n/a | Pset_BuildingElementProxyCommon | n/a | n/a
ModelReference | n/a | 1900-12-31T23:59:59 | Submitted:Submitted for Approval | Component | nbl_HndDriers_DolphinDispensers_BC2002DolphinVelocityEcoDryer:nbl_HandDryers_DolphinDispensers_BC2002DolphinVelocityEcoDryer:733844 | Dolphin Velocity Eco Dryer | n/a | n/a | Pset_ManufacturerTypeInformation | n/a | n/a
ModelLabel | n/a | 1900-12-31T23:59:59 | Submitted:Submitted for Approval | Component | nbl_HndDriers_DolphinDispensers_BC2002DolphinVelocityEcoDryer:nbl_HandDryers_DolphinDispensers_BC2002DolphinVelocityEcoDryer:733844 | BC2002 | n/a | n/a | Pset_ManufacturerTypeInformation | n/a | n/a
Manufacturer | n/a | 1900-12-31T23:59:59 | Submitted:Submitted for Approval | Component | nbl_HndDriers_DolphinDispensers_BC2002DolphinVelocityEcoDryer:nbl_HandDryers_DolphinDispensers_BC2002DolphinVelocityEcoDryer:733844 | Dolphin Dispensers | n/a | n/a | Pset_ManufacturerTypeInformation | n/a | n/a
ProductionYear | n/a | 1900-12-31T23:59:59 | Submitted:Submitted for Approval | Component | nbl_HndDriers_DolphinDispensers_BC2002DolphinVelocityEcoDryer:nbl_HandDryers_DolphinDispensers_BC2002DolphinVelocityEcoDryer:733844 |  | n/a | n/a | Pset_ManufacturerTypeInformation | n/a | n/a
Host | n/a | 1900-12-31T23:59:59 | Submitted:Submitted for Approval | Component | nbl_HndDriers_DolphinDispensers_BC2002DolphinVelocityEcoDryer:nbl_HandDryers_DolphinDispensers_BC2002DolphinVelocityEcoDryer:733844 | Floor : nbl_Fin_CerTls-CemAdh-PolyethFilmSht | n/a | n/a | Constraints | n/a | n/a
Level | n/a | 1900-12-31T23:59:59 | Submitted:Submitted for Approval | Component | nbl_HndDriers_DolphinDispensers_BC2002DolphinVelocityEcoDryer:nbl_HandDryers_DolphinDispensers_BC2002DolphinVelocityEcoDryer:733844 | Level: Ground Floor | n/a | n/a | Constraints | n/a | n/a
Moves With Nearby Elements | n/a | 1900-12-31T23:59:59 | Submitted:Submitted for Approval | Component | nbl_HndDriers_DolphinDispensers_BC2002DolphinVelocityEcoDryer:nbl_HandDryers_DolphinDispensers_BC2002DolphinVelocityEcoDryer:733844 | n/a | n/a | n/a | Constraints | n/a | n/a | n/a
Offset | n/a | 1900-12-31T23:59:59 | Submitted:Submitted for Approval | Component | nbl_HndDriers_DolphinDispensers_BC2002DolphinVelocityEcoDryer:nbl_HandDryers_DolphinDispensers_BC2002DolphinVelocityEcoDryer:733844 | 1500 | n/a | n/a | Constraints | n/a | n/a | n/a
Volume | n/a | 1900-12-31T23:59:59 | Submitted:Submitted for Approval | Component | nbl_HndDriers_DolphinDispensers_BC2002DolphinVelocityEcoDryer:nbl_HandDryers_DolphinDispensers_BC2002DolphinVelocityEcoDryer:733844 | 0.0067 | n/a | n/a | Dimensions | n/a | n/a | n/a
Phase Created | n/a | 1900-12-31T23:59:59 | Submitted:Submitted for Approval | Component | nbl_HndDriers_DolphinDispensers_BC2002DolphinVelocityEcoDryer:nbl_HandDryers_DolphinDispensers_BC2002DolphinVelocityEcoDryer:733844 | New Construction | n/a | n/a | Phasing | n/a | n/a
Reference | n/a | 1900-12-31T23:59:59 | Submitted:Submitted for Approval | Component | nbl_HndDriers_DolphinDispensers_BC2002DolphinVelocityEcoDryer:nbl_HandDryers_DolphinDispensers_BC2002DolphinVelocityEcoDryer:790066 | nbl_HandDryers_DolphinDispensers_BC2002DolphinVelocityEcoDryer | n/a | n/a | Pset_BuildingElementProxyCommon | n/a | n/a
ModelReference | n/a | 1900-12-31T23:59:59 | Submitted:Submitted for Approval | Component | nbl_HndDriers_DolphinDispensers_BC2002DolphinVelocityEcoDryer:nbl_HandDryers_DolphinDispensers_BC2002DolphinVelocityEcoDryer:790066 | Dolphin Velocity Eco Dryer | n/a | n/a | Pset_ManufacturerTypeInformation | n/a | n/a
ModelLabel | n/a | 1900-12-31T23:59:59 | Submitted:Submitted for Approval | Component | nbl_HndDriers_DolphinDispensers_BC2002DolphinVelocityEcoDryer:nbl_HandDryers_DolphinDispensers_BC2002DolphinVelocityEcoDryer:790066 | BC2002 | n/a | n/a | Pset_ManufacturerTypeInformation | n/a | n/a
Manufacturer | n/a | 1900-12-31T23:59:59 | Submitted:Submitted for Approval | Component | nbl_HndDriers_DolphinDispensers_BC2002DolphinVelocityEcoDryer:nbl_HandDryers_DolphinDispensers_BC2002DolphinVelocityEcoDryer:790066 | Dolphin Dispensers | n/a | n/a | Pset_ManufacturerTypeInformation | n/a | n/a
ProductionYear | n/a | 1900-12-31T23:59:59 | Submitted:Submitted for Approval | Component | nbl_HndDriers_DolphinDispensers_BC2002DolphinVelocityEcoDryer:nbl_HandDryers_DolphinDispensers_BC2002DolphinVelocityEcoDryer:790066 |  | n/a | n/a | Pset_ManufacturerTypeInformation | n/a | n/a
Host | n/a | 1900-12-31T23:59:59 | Submitted:Submitted for Approval | Component | nbl_HndDriers_DolphinDispensers_BC2002DolphinVelocityEcoDryer:nbl_HandDryers_DolphinDispensers_BC2002DolphinVelocityEcoDryer:790066 | Floor : nbl_Fin_FlrgGradePolyst-ScrdCemLev | n/a | n/a | Constraints | n/a | n/a
Level | n/a | 1900-12-31T23:59:59 | Submitted:Submitted for Approval | Component | nbl_HndDriers_DolphinDispensers_BC2002DolphinVelocityEcoDryer:nbl_HandDryers_DolphinDispensers_BC2002DolphinVelocityEcoDryer:790066 | Level: Ground Floor | n/a | n/a | Constraints | n/a | n/a
Moves With Nearby Elements | n/a | 1900-12-31T23:59:59 | Submitted:Submitted for Approval | Component | nbl_HndDriers_DolphinDispensers_BC2002DolphinVelocityEcoDryer:nbl_HandDryers_DolphinDispensers_BC2002DolphinVelocityEcoDryer:790066 | n/a | n/a | n/a | Constraints | n/a | n/a | n/a
Offset | n/a | 1900-12-31T23:59:59 | Submitted:Submitted for Approval | Component | nbl_HndDriers_DolphinDispensers_BC2002DolphinVelocityEcoDryer:nbl_HandDryers_DolphinDispensers_BC2002DolphinVelocityEcoDryer:790066 | 0 | n/a | n/a | Constraints | n/a | n/a | n/a
Volume | n/a | 1900-12-31T23:59:59 | Submitted:Submitted for Approval | Component | nbl_HndDriers_DolphinDispensers_BC2002DolphinVelocityEcoDryer:nbl_HandDryers_DolphinDispensers_BC2002DolphinVelocityEcoDryer:790066 | 0.0067 | n/a | n/a | Dimensions | n/a | n/a | n/a
Phase Created | n/a | 1900-12-31T23:59:59 | Submitted:Submitted for Approval | Component | nbl_HndDriers_DolphinDispensers_BC2002DolphinVelocityEcoDryer:nbl_HandDryers_DolphinDispensers_BC2002DolphinVelocityEcoDryer:790066 | New Construction | n/a | n/a | Phasing | n/a | n/a
Reference | n/a | 1900-12-31T23:59:59 | Submitted:Submitted for Approval | Component | nbl_HndDriers_DolphinDispensers_BC2002DolphinVelocityEcoDryer:nbl_HandDryers_DolphinDispensers_BC2002DolphinVelocityEcoDryer:790328 | nbl_HandDryers_DolphinDispensers_BC2002DolphinVelocityEcoDryer | n/a | n/a | Pset_BuildingElementProxyCommon | n/a | n/a
ModelReference | n/a | 1900-12-31T23:59:59 | Submitted:Submitted for Approval | Component | nbl_HndDriers_DolphinDispensers_BC2002DolphinVelocityEcoDryer:nbl_HandDryers_DolphinDispensers_BC2002DolphinVelocityEcoDryer:790328 | Dolphin Velocity Eco Dryer | n/a | n/a | Pset_ManufacturerTypeInformation | n/a | n/a
ModelLabel | n/a | 1900-12-31T23:59:59 | Submitted:Submitted for Approval | Component | nbl_HndDriers_DolphinDispensers_BC2002DolphinVelocityEcoDryer:nbl_HandDryers_DolphinDispensers_BC2002DolphinVelocityEcoDryer:790328 | BC2002 | n/a | n/a | Pset_ManufacturerTypeInformation | n/a | n/a
Manufacturer | n/a | 1900-12-31T23:59:59 | Submitted:Submitted for Approval | Component | nbl_HndDriers_DolphinDispensers_BC2002DolphinVelocityEcoDryer:nbl_HandDryers_DolphinDispensers_BC2002DolphinVelocityEcoDryer:790328 | Dolphin Dispensers | n/a | n/a | Pset_ManufacturerTypeInformation | n/a | n/a
ProductionYear | n/a | 1900-12-31T23:59:59 | Submitted:Submitted for Approval | Component | nbl_HndDriers_DolphinDispensers_BC2002DolphinVelocityEcoDryer:nbl_HandDryers_DolphinDispensers_BC2002DolphinVelocityEcoDryer:790328 |  | n/a | n/a | Pset_ManufacturerTypeInformation | n/a | n/a
Host | n/a | 1900-12-31T23:59:59 | Submitted:Submitted for Approval | Component | nbl_HndDriers_DolphinDispensers_BC2002DolphinVelocityEcoDryer:nbl_HandDryers_DolphinDispensers_BC2002DolphinVelocityEcoDryer:790328 | Floor : nbl_Fin_CerTls-CemAdh-PolyethFilmSht | n/a | n/a | Constraints | n/a | n/a
Level | n/a | 1900-12-31T23:59:59 | Submitted:Submitted for Approval | Component | nbl_HndDriers_DolphinDispensers_BC2002DolphinVelocityEcoDryer:nbl_HandDryers_DolphinDispensers_BC2002DolphinVelocityEcoDryer:790328 | Level: Ground Floor | n/a | n/a | Constraints | n/a | n/a
Moves With Nearby Elements | n/a | 1900-12-31T23:59:59 | Submitted:Submitted for Approval | Component | nbl_HndDriers_DolphinDispensers_BC2002DolphinVelocityEcoDryer:nbl_HandDryers_DolphinDispensers_BC2002DolphinVelocityEcoDryer:790328 | n/a | n/a | n/a | Constraints | n/a | n/a | n/a
Offset | n/a | 1900-12-31T23:59:59 | Submitted:Submitted for Approval | Component | nbl_HndDriers_DolphinDispensers_BC2002DolphinVelocityEcoDryer:nbl_HandDryers_DolphinDispensers_BC2002DolphinVelocityEcoDryer:790328 | 0 | n/a | n/a | Constraints | n/a | n/a | n/a
Volume | n/a | 1900-12-31T23:59:59 | Submitted:Submitted for Approval | Component | nbl_HndDriers_DolphinDispensers_BC2002DolphinVelocityEcoDryer:nbl_HandDryers_DolphinDispensers_BC2002DolphinVelocityEcoDryer:790328 | 0.0067 | n/a | n/a | Dimensions | n/a | n/a | n/a
Phase Created | n/a | 1900-12-31T23:59:59 | Submitted:Submitted for Approval | Component | nbl_HndDriers_DolphinDispensers_BC2002DolphinVelocityEcoDryer:nbl_HandDryers_DolphinDispensers_BC2002DolphinVelocityEcoDryer:790328 | New Construction | n/a | n/a | Phasing | n/a | n/a
Reference | n/a | 1900-12-31T23:59:59 | Submitted:Submitted for Approval | Component | nbl_HndDriers_DolphinDispensers_BC2002DolphinVelocityEcoDryer:nbl_HandDryers_DolphinDispensers_BC2002DolphinVelocityEcoDryer:790408 | nbl_HandDryers_DolphinDispensers_BC2002DolphinVelocityEcoDryer | n/a | n/a | Pset_BuildingElementProxyCommon | n/a | n/a
ModelReference | n/a | 1900-12-31T23:59:59 | Submitted:Submitted for Approval | Component | nbl_HndDriers_DolphinDispensers_BC2002DolphinVelocityEcoDryer:nbl_HandDryers_DolphinDispensers_BC2002DolphinVelocityEcoDryer:790408 | Dolphin Velocity Eco Dryer | n/a | n/a | Pset_ManufacturerTypeInformation | n/a | n/a
ModelLabel | n/a | 1900-12-31T23:59:59 | Submitted:Submitted for Approval | Component | nbl_HndDriers_DolphinDispensers_BC2002DolphinVelocityEcoDryer:nbl_HandDryers_DolphinDispensers_BC2002DolphinVelocityEcoDryer:790408 | BC2002 | n/a | n/a | Pset_ManufacturerTypeInformation | n/a | n/a
Manufacturer | n/a | 1900-12-31T23:59:59 | Submitted:Submitted for Approval | Component | nbl_HndDriers_DolphinDispensers_BC2002DolphinVelocityEcoDryer:nbl_HandDryers_DolphinDispensers_BC2002DolphinVelocityEcoDryer:790408 | Dolphin Dispensers | n/a | n/a | Pset_ManufacturerTypeInformation | n/a | n/a
ProductionYear | n/a | 1900-12-31T23:59:59 | Submitted:Submitted for Approval | Component | nbl_HndDriers_DolphinDispensers_BC2002DolphinVelocityEcoDryer:nbl_HandDryers_DolphinDispensers_BC2002DolphinVelocityEcoDryer:790408 |  | n/a | n/a | Pset_ManufacturerTypeInformation | n/a | n/a
Host | n/a | 1900-12-31T23:59:59 | Submitted:Submitted for Approval | Component | nbl_HndDriers_DolphinDispensers_BC2002DolphinVelocityEcoDryer:nbl_HandDryers_DolphinDispensers_BC2002DolphinVelocityEcoDryer:790408 | Floor : nbl_Fin_CerTls-CemAdh-PolyethFilmSht | n/a | n/a | Constraints | n/a | n/a
Level | n/a | 1900-12-31T23:59:59 | Submitted:Submitted for Approval | Component | nbl_HndDriers_DolphinDispensers_BC2002DolphinVelocityEcoDryer:nbl_HandDryers_DolphinDispensers_BC2002DolphinVelocityEcoDryer:790408 | Level: Ground Floor | n/a | n/a | Constraints | n/a | n/a
Moves With Nearby Elements | n/a | 1900-12-31T23:59:59 | Submitted:Submitted for Approval | Component | nbl_HndDriers_DolphinDispensers_BC2002DolphinVelocityEcoDryer:nbl_HandDryers_DolphinDispensers_BC2002DolphinVelocityEcoDryer:790408 | n/a | n/a | n/a | Constraints | n/a | n/a | n/a
Offset | n/a | 1900-12-31T23:59:59 | Submitted:Submitted for Approval | Component | nbl_HndDriers_DolphinDispensers_BC2002DolphinVelocityEcoDryer:nbl_HandDryers_DolphinDispensers_BC2002DolphinVelocityEcoDryer:790408 | 0 | n/a | n/a | Constraints | n/a | n/a | n/a
Volume | n/a | 1900-12-31T23:59:59 | Submitted:Submitted for Approval | Component | nbl_HndDriers_DolphinDispensers_BC2002DolphinVelocityEcoDryer:nbl_HandDryers_DolphinDispensers_BC2002DolphinVelocityEcoDryer:790408 | 0.0067 | n/a | n/a | Dimensions | n/a | n/a | n/a
Phase Created | n/a | 1900-12-31T23:59:59 | Submitted:Submitted for Approval | Component | nbl_HndDriers_DolphinDispensers_BC2002DolphinVelocityEcoDryer:nbl_HandDryers_DolphinDispensers_BC2002DolphinVelocityEcoDryer:790408 | New Construction | n/a | n/a | Phasing | n/a | n/a
Assembly Code | n/a | 1900-12-31T23:59:59 | Submitted:Submitted for Approval | Type | nbl_ToiletRollHolders_DolphinDispensers_AC250DolphinPrestigeToiletRollHolder |  | n/a | n/a | Identity Data | n/a | n/a
Assembly Description | n/a | 1900-12-31T23:59:59 | Submitted:Submitted for Approval | Type | nbl_ToiletRollHolders_DolphinDispensers_AC250DolphinPrestigeToiletRollHolder |  | n/a | n/a | Identity Data | n/a | n/a
AssemblyHanding | n/a | 1900-12-31T23:59:59 | Submitted:Submitted for Approval | Type | nbl_ToiletRollHolders_DolphinDispensers_AC250DolphinPrestigeToiletRollHolder | Left or right | n/a | n/a | Identity Data | n/a | n/a
Author | n/a | 1900-12-31T23:59:59 | Submitted:Submitted for Approval | Type | nbl_ToiletRollHolders_DolphinDispensers_AC250DolphinPrestigeToiletRollHolder | NBS | n/a | n/a | Identity Data | n/a | n/a
BIMObjectName | n/a | 1900-12-31T23:59:59 | Submitted:Submitted for Approval | Type | nbl_ToiletRollHolders_DolphinDispensers_AC250DolphinPrestigeToiletRollHolder | nbl_ToiletRollHolders_DolphinDispensers_AC250DolphinPrestigeToiletRollHolder | n/a | n/a | Identity Data | n/a | n/a
Description | n/a | 1900-12-31T23:59:59 | Submitted:Submitted for Approval | Type | nbl_ToiletRollHolders_DolphinDispensers_AC250DolphinPrestigeToiletRollHolder | A wall mounted standard toilet roll holder, with U-shape hinged bar | n/a | n/a | Identity Data | n/a | n/a
Form | n/a | 1900-12-31T23:59:59 | Submitted:Submitted for Approval | Type | nbl_ToiletRollHolders_DolphinDispensers_AC250DolphinPrestigeToiletRollHolder | Wall mounted | n/a | n/a | Identity Data | n/a | n/a
Help | n/a | 1900-12-31T23:59:59 | Submitted:Submitted for Approval | Type | nbl_ToiletRollHolders_DolphinDispensers_AC250DolphinPrestigeToiletRollHolder | www.nationalBIMlibrary.com | n/a | n/a | Identity Data | n/a | n/a
IntegralAccessories | n/a | 1900-12-31T23:59:59 | Submitted:Submitted for Approval | Type | nbl_ToiletRollHolders_DolphinDispensers_AC250DolphinPrestigeToiletRollHolder |  | n/a | n/a | Identity Data | n/a | n/a
IssueDate | n/a | 1900-12-31T23:59:59 | Submitted:Submitted for Approval | Type | nbl_ToiletRollHolders_DolphinDispensers_AC250DolphinPrestigeToiletRollHolder | 2013-10-04 | n/a | n/a | Identity Data | n/a | n/a
Manufacturer | n/a | 1900-12-31T23:59:59 | Submitted:Submitted for Approval | Type | nbl_ToiletRollHolders_DolphinDispensers_AC250DolphinPrestigeToiletRollHolder | Dolphin Dispensers | n/a | n/a | Identity Data | n/a | n/a
ManufacturerURL | n/a | 1900-12-31T23:59:59 | Submitted:Submitted for Approval | Type | nbl_ToiletRollHolders_DolphinDispensers_AC250DolphinPrestigeToiletRollHolder | www.dolphindispensers.co.uk | n/a | n/a | Identity Data | n/a | n/a
NBSDescription | n/a | 1900-12-31T23:59:59 | Submitted:Submitted for Approval | Type | nbl_ToiletRollHolders_DolphinDispensers_AC250DolphinPrestigeToiletRollHolder | Toilet roll holders | n/a | n/a | Identity Data | n/a | n/a
NBSNote | n/a | 1900-12-31T23:59:59 | Submitted:Submitted for Approval | Type | nbl_ToiletRollHolders_DolphinDispensers_AC250DolphinPrestigeToiletRollHolder |  | n/a | n/a | Identity Data | n/a | n/a
NBSReference | n/a | 1900-12-31T23:59:59 | Submitted:Submitted for Approval | Type | nbl_ToiletRollHolders_DolphinDispensers_AC250DolphinPrestigeToiletRollHolder | 45-35-72/368 | n/a | n/a | Identity Data | n/a | n/a
NBSTypeID | n/a | 1900-12-31T23:59:59 | Submitted:Submitted for Approval | Type | nbl_ToiletRollHolders_DolphinDispensers_AC250DolphinPrestigeToiletRollHolder |  | n/a | n/a | Identity Data | n/a | n/a
OmniClass Number | n/a | 1900-12-31T23:59:59 | Submitted:Submitted for Approval | Type | nbl_ToiletRollHolders_DolphinDispensers_AC250DolphinPrestigeToiletRollHolder |  | n/a | n/a | Identity Data | n/a | n/a
OmniClass Title | n/a | 1900-12-31T23:59:59 | Submitted:Submitted for Approval | Type | nbl_ToiletRollHolders_DolphinDispensers_AC250DolphinPrestigeToiletRollHolder |  | n/a | n/a | Identity Data | n/a | n/a
ToiletRollCapacity | n/a | 1900-12-31T23:59:59 | Submitted:Submitted for Approval | Type | nbl_ToiletRollHolders_DolphinDispensers_AC250DolphinPrestigeToiletRollHolder | 1 standard roll | n/a | n/a | Identity Data | n/a | n/a
Uniclass2 | n/a | 1900-12-31T23:59:59 | Submitted:Submitted for Approval | Type | nbl_ToiletRollHolders_DolphinDispensers_AC250DolphinPrestigeToiletRollHolder | 45-31-76/488 | n/a | n/a | Identity Data | n/a | n/a
Version | n/a | 1900-12-31T23:59:59 | Submitted:Submitted for Approval | Type | nbl_ToiletRollHolders_DolphinDispensers_AC250DolphinPrestigeToiletRollHolder | 1.0 | n/a | n/a | Identity Data | n/a | n/a
ToiletRollHolderMaterial | n/a | 1900-12-31T23:59:59 | Submitted:Submitted for Approval | Type | nbl_ToiletRollHolders_DolphinDispensers_AC250DolphinPrestigeToiletRollHolder | nbl_ConceptSolid | n/a | n/a | Materials and Finishes | n/a | n/a
AccessibilityPerformance | n/a | 1900-12-31T23:59:59 | Submitted:Submitted for Approval | Type | nbl_ToiletRollHolders_DolphinDispensers_AC250DolphinPrestigeToiletRollHolder |  | n/a | n/a | Other | n/a | n/a
AssetIdentifier | n/a | 1900-12-31T23:59:59 | Submitted:Submitted for Approval | Type | nbl_ToiletRollHolders_DolphinDispensers_AC250DolphinPrestigeToiletRollHolder |  | n/a | n/a | Other | n/a | n/a
BarCode | n/a | 1900-12-31T23:59:59 | Submitted:Submitted for Approval | Type | nbl_ToiletRollHolders_DolphinDispensers_AC250DolphinPrestigeToiletRollHolder |  | n/a | n/a | Other | n/a | n/a
CodePerformance | n/a | 1900-12-31T23:59:59 | Submitted:Submitted for Approval | Type | nbl_ToiletRollHolders_DolphinDispensers_AC250DolphinPrestigeToiletRollHolder |  | n/a | n/a | Other | n/a | n/a
Constituents | n/a | 1900-12-31T23:59:59 | Submitted:Submitted for Approval | Type | nbl_ToiletRollHolders_DolphinDispensers_AC250DolphinPrestigeToiletRollHolder |  | n/a | n/a | Other | n/a | n/a
Documentation | n/a | 1900-12-31T23:59:59 | Submitted:Submitted for Approval | Type | nbl_ToiletRollHolders_DolphinDispensers_AC250DolphinPrestigeToiletRollHolder | www.dolphindispensers.co.uk/resources/products/productdetail/000061/ac-250-dolphin-prestige-toilet-roll-holder.pdf | n/a | n/a | Other | n/a | n/a
DocumentReference | n/a | 1900-12-31T23:59:59 | Submitted:Submitted for Approval | Type | nbl_ToiletRollHolders_DolphinDispensers_AC250DolphinPrestigeToiletRollHolder | www.dolphindispensers.co.uk | n/a | n/a | Other | n/a | n/a
Features | n/a | 1900-12-31T23:59:59 | Submitted:Submitted for Approval | Type | nbl_ToiletRollHolders_DolphinDispensers_AC250DolphinPrestigeToiletRollHolder |  | n/a | n/a | Other | n/a | n/a
Finish | n/a | 1900-12-31T23:59:59 | Submitted:Submitted for Approval | Type | nbl_ToiletRollHolders_DolphinDispensers_AC250DolphinPrestigeToiletRollHolder | Satin | n/a | n/a | Other | n/a | n/a
Grade | n/a | 1900-12-31T23:59:59 | Submitted:Submitted for Approval | Type | nbl_ToiletRollHolders_DolphinDispensers_AC250DolphinPrestigeToiletRollHolder |  | n/a | n/a | Other | n/a | n/a
InstallationDate | n/a | 1900-12-31T23:59:59 | Submitted:Submitted for Approval | Type | nbl_ToiletRollHolders_DolphinDispensers_AC250DolphinPrestigeToiletRollHolder |  | n/a | n/a | Other | n/a | n/a
LifeCyclePhase | n/a | 1900-12-31T23:59:59 | Submitted:Submitted for Approval | Type | nbl_ToiletRollHolders_DolphinDispensers_AC250DolphinPrestigeToiletRollHolder |  | n/a | n/a | Other | n/a | n/a
Material | n/a | 1900-12-31T23:59:59 | Submitted:Submitted for Approval | Type | nbl_ToiletRollHolders_DolphinDispensers_AC250DolphinPrestigeToiletRollHolder | 18/10 chrome nickel stainless steel | n/a | n/a | Other | n/a | n/a
MethodOfMeasurement | n/a | 1900-12-31T23:59:59 | Submitted:Submitted for Approval | Type | nbl_ToiletRollHolders_DolphinDispensers_AC250DolphinPrestigeToiletRollHolder |  | n/a | n/a | Other | n/a | n/a
ModelLabel | n/a | 1900-12-31T23:59:59 | Submitted:Submitted for Approval | Type | nbl_ToiletRollHolders_DolphinDispensers_AC250DolphinPrestigeToiletRollHolder | AC250 | n/a | n/a | Other | n/a | n/a
ModelReference | n/a | 1900-12-31T23:59:59 | Submitted:Submitted for Approval | Type | nbl_ToiletRollHolders_DolphinDispensers_AC250DolphinPrestigeToiletRollHolder | Dolphin Prestige Toilet Roll Holder | n/a | n/a | Other | n/a | n/a
NominalHeight | n/a | 1900-12-31T23:59:59 | Submitted:Submitted for Approval | Type | nbl_ToiletRollHolders_DolphinDispensers_AC250DolphinPrestigeToiletRollHolder | 110 | n/a | n/a | Other | n/a | n/a | n/a
NominalLength | n/a | 1900-12-31T23:59:59 | Submitted:Submitted for Approval | Type | nbl_ToiletRollHolders_DolphinDispensers_AC250DolphinPrestigeToiletRollHolder | 135 | n/a | n/a | Other | n/a | n/a | n/a
NominalWidth | n/a | 1900-12-31T23:59:59 | Submitted:Submitted for Approval | Type | nbl_ToiletRollHolders_DolphinDispensers_AC250DolphinPrestigeToiletRollHolder | 66 | n/a | n/a | Other | n/a | n/a | n/a
Process | n/a | 1900-12-31T23:59:59 | Submitted:Submitted for Approval | Type | nbl_ToiletRollHolders_DolphinDispensers_AC250DolphinPrestigeToiletRollHolder |  | n/a | n/a | Other | n/a | n/a
ProductionYear | n/a | 1900-12-31T23:59:59 | Submitted:Submitted for Approval | Type | nbl_ToiletRollHolders_DolphinDispensers_AC250DolphinPrestigeToiletRollHolder |  | n/a | n/a | Other | n/a | n/a
ReferenceStandard | n/a | 1900-12-31T23:59:59 | Submitted:Submitted for Approval | Type | nbl_ToiletRollHolders_DolphinDispensers_AC250DolphinPrestigeToiletRollHolder |  | n/a | n/a | Other | n/a | n/a
ReplacementCost | n/a | 1900-12-31T23:59:59 | Submitted:Submitted for Approval | Type | nbl_ToiletRollHolders_DolphinDispensers_AC250DolphinPrestigeToiletRollHolder |  | n/a | n/a | Other | n/a | n/a
SerialNumber | n/a | 1900-12-31T23:59:59 | Submitted:Submitted for Approval | Type | nbl_ToiletRollHolders_DolphinDispensers_AC250DolphinPrestigeToiletRollHolder |  | n/a | n/a | Other | n/a | n/a
ServiceLifeDuration | n/a | 1900-12-31T23:59:59 | Submitted:Submitted for Approval | Type | nbl_ToiletRollHolders_DolphinDispensers_AC250DolphinPrestigeToiletRollHolder |  | n/a | n/a | Other | n/a | n/a
ServiceLifeType | n/a | 1900-12-31T23:59:59 | Submitted:Submitted for Approval | Type | nbl_ToiletRollHolders_DolphinDispensers_AC250DolphinPrestigeToiletRollHolder |  | n/a | n/a | Other | n/a | n/a
Shape | n/a | 1900-12-31T23:59:59 | Submitted:Submitted for Approval | Type | nbl_ToiletRollHolders_DolphinDispensers_AC250DolphinPrestigeToiletRollHolder |  | n/a | n/a | Other | n/a | n/a
Size | n/a | 1900-12-31T23:59:59 | Submitted:Submitted for Approval | Type | nbl_ToiletRollHolders_DolphinDispensers_AC250DolphinPrestigeToiletRollHolder | 135 x 66 x 110 mm | n/a | n/a | Other | n/a | n/a
SustainabilityPerformance | n/a | 1900-12-31T23:59:59 | Submitted:Submitted for Approval | Type | nbl_ToiletRollHolders_DolphinDispensers_AC250DolphinPrestigeToiletRollHolder |  | n/a | n/a | Other | n/a | n/a
TagNumber | n/a | 1900-12-31T23:59:59 | Submitted:Submitted for Approval | Type | nbl_ToiletRollHolders_DolphinDispensers_AC250DolphinPrestigeToiletRollHolder |  | n/a | n/a | Other | n/a | n/a
WarrantyDescription | n/a | 1900-12-31T23:59:59 | Submitted:Submitted for Approval | Type | nbl_ToiletRollHolders_DolphinDispensers_AC250DolphinPrestigeToiletRollHolder |  | n/a | n/a | Other | n/a | n/a
WarrantyDurationLabour | n/a | 1900-12-31T23:59:59 | Submitted:Submitted for Approval | Type | nbl_ToiletRollHolders_DolphinDispensers_AC250DolphinPrestigeToiletRollHolder |  | n/a | n/a | Other | n/a | n/a
WarrantyDurationParts | n/a | 1900-12-31T23:59:59 | Submitted:Submitted for Approval | Type | nbl_ToiletRollHolders_DolphinDispensers_AC250DolphinPrestigeToiletRollHolder |  | n/a | n/a | Other | n/a | n/a
WarrantyGuarantorLabour | n/a | 1900-12-31T23:59:59 | Submitted:Submitted for Approval | Type | nbl_ToiletRollHolders_DolphinDispensers_AC250DolphinPrestigeToiletRollHolder |  | n/a | n/a | Other | n/a | n/a
WarrantyGuarantorParts | n/a | 1900-12-31T23:59:59 | Submitted:Submitted for Approval | Type | nbl_ToiletRollHolders_DolphinDispensers_AC250DolphinPrestigeToiletRollHolder |  | n/a | n/a | Other | n/a | n/a
WarrantyStartDate | n/a | 1900-12-31T23:59:59 | Submitted:Submitted for Approval | Type | nbl_ToiletRollHolders_DolphinDispensers_AC250DolphinPrestigeToiletRollHolder |  | n/a | n/a | Other | n/a | n/a
Reference | n/a | 1900-12-31T23:59:59 | Submitted:Submitted for Approval | Component | nbl_TltRllHldrs_DolphinDispensers_AC250DolphinPrestigeToiletRollHolder:nbl_ToiletRollHolders_DolphinDispensers_AC250DolphinPrestigeToiletRollHolder:734629 | nbl_ToiletRollHolders_DolphinDispensers_AC250DolphinPrestigeToiletRollHolder | n/a | n/a | Pset_BuildingElementProxyCommon | n/a | n/a
ModelReference | n/a | 1900-12-31T23:59:59 | Submitted:Submitted for Approval | Component | nbl_TltRllHldrs_DolphinDispensers_AC250DolphinPrestigeToiletRollHolder:nbl_ToiletRollHolders_DolphinDispensers_AC250DolphinPrestigeToiletRollHolder:734629 | Dolphin Prestige Toilet Roll Holder | n/a | n/a | Pset_ManufacturerTypeInformation | n/a | n/a
ModelLabel | n/a | 1900-12-31T23:59:59 | Submitted:Submitted for Approval | Component | nbl_TltRllHldrs_DolphinDispensers_AC250DolphinPrestigeToiletRollHolder:nbl_ToiletRollHolders_DolphinDispensers_AC250DolphinPrestigeToiletRollHolder:734629 | AC250 | n/a | n/a | Pset_ManufacturerTypeInformation | n/a | n/a
Manufacturer | n/a | 1900-12-31T23:59:59 | Submitted:Submitted for Approval | Component | nbl_TltRllHldrs_DolphinDispensers_AC250DolphinPrestigeToiletRollHolder:nbl_ToiletRollHolders_DolphinDispensers_AC250DolphinPrestigeToiletRollHolder:734629 | Dolphin Dispensers | n/a | n/a | Pset_ManufacturerTypeInformation | n/a | n/a
ProductionYear | n/a | 1900-12-31T23:59:59 | Submitted:Submitted for Approval | Component | nbl_TltRllHldrs_DolphinDispensers_AC250DolphinPrestigeToiletRollHolder:nbl_ToiletRollHolders_DolphinDispensers_AC250DolphinPrestigeToiletRollHolder:734629 |  | n/a | n/a | Pset_ManufacturerTypeInformation | n/a | n/a
Host | n/a | 1900-12-31T23:59:59 | Submitted:Submitted for Approval | Component | nbl_TltRllHldrs_DolphinDispensers_AC250DolphinPrestigeToiletRollHolder:nbl_ToiletRollHolders_DolphinDispensers_AC250DolphinPrestigeToiletRollHolder:734629 | Floor : nbl_Fin_CerTls-CemAdh-PolyethFilmSht | n/a | n/a | Constraints | n/a | n/a
Level | n/a | 1900-12-31T23:59:59 | Submitted:Submitted for Approval | Component | nbl_TltRllHldrs_DolphinDispensers_AC250DolphinPrestigeToiletRollHolder:nbl_ToiletRollHolders_DolphinDispensers_AC250DolphinPrestigeToiletRollHolder:734629 | Level: Ground Floor | n/a | n/a | Constraints | n/a | n/a
Moves With Nearby Elements | n/a | 1900-12-31T23:59:59 | Submitted:Submitted for Approval | Component | nbl_TltRllHldrs_DolphinDispensers_AC250DolphinPrestigeToiletRollHolder:nbl_ToiletRollHolders_DolphinDispensers_AC250DolphinPrestigeToiletRollHolder:734629 | n/a | n/a | n/a | Constraints | n/a | n/a | n/a
Offset | n/a | 1900-12-31T23:59:59 | Submitted:Submitted for Approval | Component | nbl_TltRllHldrs_DolphinDispensers_AC250DolphinPrestigeToiletRollHolder:nbl_ToiletRollHolders_DolphinDispensers_AC250DolphinPrestigeToiletRollHolder:734629 | 1200 | n/a | n/a | Constraints | n/a | n/a | n/a
Volume | n/a | 1900-12-31T23:59:59 | Submitted:Submitted for Approval | Component | nbl_TltRllHldrs_DolphinDispensers_AC250DolphinPrestigeToiletRollHolder:nbl_ToiletRollHolders_DolphinDispensers_AC250DolphinPrestigeToiletRollHolder:734629 | 5.9462e-05 | n/a | n/a | Dimensions | n/a | n/a | n/a
Phase Created | n/a | 1900-12-31T23:59:59 | Submitted:Submitted for Approval | Component | nbl_TltRllHldrs_DolphinDispensers_AC250DolphinPrestigeToiletRollHolder:nbl_ToiletRollHolders_DolphinDispensers_AC250DolphinPrestigeToiletRollHolder:734629 | New Construction | n/a | n/a | Phasing | n/a | n/a
Reference | n/a | 1900-12-31T23:59:59 | Submitted:Submitted for Approval | Component | nbl_TltRllHldrs_DolphinDispensers_AC250DolphinPrestigeToiletRollHolder:nbl_ToiletRollHolders_DolphinDispensers_AC250DolphinPrestigeToiletRollHolder:734824 | nbl_ToiletRollHolders_DolphinDispensers_AC250DolphinPrestigeToiletRollHolder | n/a | n/a | Pset_BuildingElementProxyCommon | n/a | n/a
ModelReference | n/a | 1900-12-31T23:59:59 | Submitted:Submitted for Approval | Component | nbl_TltRllHldrs_DolphinDispensers_AC250DolphinPrestigeToiletRollHolder:nbl_ToiletRollHolders_DolphinDispensers_AC250DolphinPrestigeToiletRollHolder:734824 | Dolphin Prestige Toilet Roll Holder | n/a | n/a | Pset_ManufacturerTypeInformation | n/a | n/a
ModelLabel | n/a | 1900-12-31T23:59:59 | Submitted:Submitted for Approval | Component | nbl_TltRllHldrs_DolphinDispensers_AC250DolphinPrestigeToiletRollHolder:nbl_ToiletRollHolders_DolphinDispensers_AC250DolphinPrestigeToiletRollHolder:734824 | AC250 | n/a | n/a | Pset_ManufacturerTypeInformation | n/a | n/a
Manufacturer | n/a | 1900-12-31T23:59:59 | Submitted:Submitted for Approval | Component | nbl_TltRllHldrs_DolphinDispensers_AC250DolphinPrestigeToiletRollHolder:nbl_ToiletRollHolders_DolphinDispensers_AC250DolphinPrestigeToiletRollHolder:734824 | Dolphin Dispensers | n/a | n/a | Pset_ManufacturerTypeInformation | n/a | n/a
ProductionYear | n/a | 1900-12-31T23:59:59 | Submitted:Submitted for Approval | Component | nbl_TltRllHldrs_DolphinDispensers_AC250DolphinPrestigeToiletRollHolder:nbl_ToiletRollHolders_DolphinDispensers_AC250DolphinPrestigeToiletRollHolder:734824 |  | n/a | n/a | Pset_ManufacturerTypeInformation | n/a | n/a
Host | n/a | 1900-12-31T23:59:59 | Submitted:Submitted for Approval | Component | nbl_TltRllHldrs_DolphinDispensers_AC250DolphinPrestigeToiletRollHolder:nbl_ToiletRollHolders_DolphinDispensers_AC250DolphinPrestigeToiletRollHolder:734824 | Floor : nbl_Fin_CerTls-CemAdh-PolyethFilmSht | n/a | n/a | Constraints | n/a | n/a
Level | n/a | 1900-12-31T23:59:59 | Submitted:Submitted for Approval | Component | nbl_TltRllHldrs_DolphinDispensers_AC250DolphinPrestigeToiletRollHolder:nbl_ToiletRollHolders_DolphinDispensers_AC250DolphinPrestigeToiletRollHolder:734824 | Level: Ground Floor | n/a | n/a | Constraints | n/a | n/a
Moves With Nearby Elements | n/a | 1900-12-31T23:59:59 | Submitted:Submitted for Approval | Component | nbl_TltRllHldrs_DolphinDispensers_AC250DolphinPrestigeToiletRollHolder:nbl_ToiletRollHolders_DolphinDispensers_AC250DolphinPrestigeToiletRollHolder:734824 | n/a | n/a | n/a | Constraints | n/a | n/a | n/a
Offset | n/a | 1900-12-31T23:59:59 | Submitted:Submitted for Approval | Component | nbl_TltRllHldrs_DolphinDispensers_AC250DolphinPrestigeToiletRollHolder:nbl_ToiletRollHolders_DolphinDispensers_AC250DolphinPrestigeToiletRollHolder:734824 | 1200 | n/a | n/a | Constraints | n/a | n/a | n/a
Volume | n/a | 1900-12-31T23:59:59 | Submitted:Submitted for Approval | Component | nbl_TltRllHldrs_DolphinDispensers_AC250DolphinPrestigeToiletRollHolder:nbl_ToiletRollHolders_DolphinDispensers_AC250DolphinPrestigeToiletRollHolder:734824 | 5.9462e-05 | n/a | n/a | Dimensions | n/a | n/a | n/a
Phase Created | n/a | 1900-12-31T23:59:59 | Submitted:Submitted for Approval | Component | nbl_TltRllHldrs_DolphinDispensers_AC250DolphinPrestigeToiletRollHolder:nbl_ToiletRollHolders_DolphinDispensers_AC250DolphinPrestigeToiletRollHolder:734824 | New Construction | n/a | n/a | Phasing | n/a | n/a
Reference | n/a | 1900-12-31T23:59:59 | Submitted:Submitted for Approval | Component | nbl_TltRllHldrs_DolphinDispensers_AC250DolphinPrestigeToiletRollHolder:nbl_ToiletRollHolders_DolphinDispensers_AC250DolphinPrestigeToiletRollHolder:734998 | nbl_ToiletRollHolders_DolphinDispensers_AC250DolphinPrestigeToiletRollHolder | n/a | n/a | Pset_BuildingElementProxyCommon | n/a | n/a
ModelReference | n/a | 1900-12-31T23:59:59 | Submitted:Submitted for Approval | Component | nbl_TltRllHldrs_DolphinDispensers_AC250DolphinPrestigeToiletRollHolder:nbl_ToiletRollHolders_DolphinDispensers_AC250DolphinPrestigeToiletRollHolder:734998 | Dolphin Prestige Toilet Roll Holder | n/a | n/a | Pset_ManufacturerTypeInformation | n/a | n/a
ModelLabel | n/a | 1900-12-31T23:59:59 | Submitted:Submitted for Approval | Component | nbl_TltRllHldrs_DolphinDispensers_AC250DolphinPrestigeToiletRollHolder:nbl_ToiletRollHolders_DolphinDispensers_AC250DolphinPrestigeToiletRollHolder:734998 | AC250 | n/a | n/a | Pset_ManufacturerTypeInformation | n/a | n/a
Manufacturer | n/a | 1900-12-31T23:59:59 | Submitted:Submitted for Approval | Component | nbl_TltRllHldrs_DolphinDispensers_AC250DolphinPrestigeToiletRollHolder:nbl_ToiletRollHolders_DolphinDispensers_AC250DolphinPrestigeToiletRollHolder:734998 | Dolphin Dispensers | n/a | n/a | Pset_ManufacturerTypeInformation | n/a | n/a
ProductionYear | n/a | 1900-12-31T23:59:59 | Submitted:Submitted for Approval | Component | nbl_TltRllHldrs_DolphinDispensers_AC250DolphinPrestigeToiletRollHolder:nbl_ToiletRollHolders_DolphinDispensers_AC250DolphinPrestigeToiletRollHolder:734998 |  | n/a | n/a | Pset_ManufacturerTypeInformation | n/a | n/a
Host | n/a | 1900-12-31T23:59:59 | Submitted:Submitted for Approval | Component | nbl_TltRllHldrs_DolphinDispensers_AC250DolphinPrestigeToiletRollHolder:nbl_ToiletRollHolders_DolphinDispensers_AC250DolphinPrestigeToiletRollHolder:734998 | Floor : nbl_Fin_CerTls-CemAdh-PolyethFilmSht | n/a | n/a | Constraints | n/a | n/a
Level | n/a | 1900-12-31T23:59:59 | Submitted:Submitted for Approval | Component | nbl_TltRllHldrs_DolphinDispensers_AC250DolphinPrestigeToiletRollHolder:nbl_ToiletRollHolders_DolphinDispensers_AC250DolphinPrestigeToiletRollHolder:734998 | Level: Ground Floor | n/a | n/a | Constraints | n/a | n/a
Moves With Nearby Elements | n/a | 1900-12-31T23:59:59 | Submitted:Submitted for Approval | Component | nbl_TltRllHldrs_DolphinDispensers_AC250DolphinPrestigeToiletRollHolder:nbl_ToiletRollHolders_DolphinDispensers_AC250DolphinPrestigeToiletRollHolder:734998 | n/a | n/a | n/a | Constraints | n/a | n/a | n/a
Offset | n/a | 1900-12-31T23:59:59 | Submitted:Submitted for Approval | Component | nbl_TltRllHldrs_DolphinDispensers_AC250DolphinPrestigeToiletRollHolder:nbl_ToiletRollHolders_DolphinDispensers_AC250DolphinPrestigeToiletRollHolder:734998 | 1200 | n/a | n/a | Constraints | n/a | n/a | n/a
Volume | n/a | 1900-12-31T23:59:59 | Submitted:Submitted for Approval | Component | nbl_TltRllHldrs_DolphinDispensers_AC250DolphinPrestigeToiletRollHolder:nbl_ToiletRollHolders_DolphinDispensers_AC250DolphinPrestigeToiletRollHolder:734998 | 5.9462e-05 | n/a | n/a | Dimensions | n/a | n/a | n/a
Phase Created | n/a | 1900-12-31T23:59:59 | Submitted:Submitted for Approval | Component | nbl_TltRllHldrs_DolphinDispensers_AC250DolphinPrestigeToiletRollHolder:nbl_ToiletRollHolders_DolphinDispensers_AC250DolphinPrestigeToiletRollHolder:734998 | New Construction | n/a | n/a | Phasing | n/a | n/a
ModelNumber915 | n/a | 1900-12-31T23:59:59 | Submitted:Submitted for Approval | Type | 930 | n/a | n/a | n/a | Constraints | n/a | n/a | n/a
ModelNumber930 | n/a | 1900-12-31T23:59:59 | Submitted:Submitted for Approval | Type | 930 | TRUE | n/a | n/a | Constraints | n/a | n/a | n/a
ModelNumber935 | n/a | 1900-12-31T23:59:59 | Submitted:Submitted for Approval | Type | 930 | n/a | n/a | n/a | Constraints | n/a | n/a | n/a
ModelNumber940 | n/a | 1900-12-31T23:59:59 | Submitted:Submitted for Approval | Type | 930 | n/a | n/a | n/a | Constraints | n/a | n/a | n/a
ModelNumber975 | n/a | 1900-12-31T23:59:59 | Submitted:Submitted for Approval | Type | 930 | n/a | n/a | n/a | Constraints | n/a | n/a | n/a
NominalVoltageCalc | n/a | 1900-12-31T23:59:59 | Submitted:Submitted for Approval | Type | 930 | 240 | n/a | n/a | Constraints | n/a | n/a | n/a
Accessories | n/a | 1900-12-31T23:59:59 | Submitted:Submitted for Approval | Type | 930 | n/a | n/a | n/a | Data | n/a | n/a
Certification | n/a | 1900-12-31T23:59:59 | Submitted:Submitted for Approval | Type | 930 | n/a | n/a | n/a | Data | n/a | n/a
Fans | n/a | 1900-12-31T23:59:59 | Submitted:Submitted for Approval | Type | 930 | Balanced double inlet double width centrifugal type, with forward curved, blades and metal impellers, directly mounted onto the motor shaft | n/a | n/a | Data | n/a | n/a
Filter | n/a | 1900-12-31T23:59:59 | Submitted:Submitted for Approval | Type | 930 | EU3 grade nylon type material | n/a | n/a | Data | n/a | n/a
GrilleFinish | n/a | 1900-12-31T23:59:59 | Submitted:Submitted for Approval | Type | 930 | Textured epoxy polyester powder paint, RAL 9010 (white) | n/a | n/a | Data | n/a | n/a
GrilleMaterial | n/a | 1900-12-31T23:59:59 | Submitted:Submitted for Approval | Type | 930 | Minimum material thickness of 2.2 mm, manufactured from extruded aluminium | n/a | n/a | Data | n/a | n/a
GrillePattern | n/a | 1900-12-31T23:59:59 | Submitted:Submitted for Approval | Type | 930 | Integral and loose grilles are of a linear pattern, with 70% free area | n/a | n/a | Data | n/a | n/a
HeatExchangers | n/a | 1900-12-31T23:59:59 | Submitted:Submitted for Approval | Type | 930 | Two row configuration with aluminium fins expansion bonded to copper primary tubes, brazed in turn to copper headers with a 1/8" BSP air vent | n/a | n/a | Data | n/a | n/a
Motors | n/a | 1900-12-31T23:59:59 | Submitted:Submitted for Approval | Type | 930 | Multi-tapped permanent capacitor induction, totally enclosed and with a built-in self-resetting thermal overload cut-out | n/a | n/a | Data | n/a | n/a
RadiatorDepth | n/a | 1900-12-31T23:59:59 | Submitted:Submitted for Approval | Type | 930 | 207 | n/a | n/a | Dimensions | n/a | n/a | n/a
RadiatorHeight | n/a | 1900-12-31T23:59:59 | Submitted:Submitted for Approval | Type | 930 | 660 | n/a | n/a | Dimensions | n/a | n/a | n/a
RadiatorWidth | n/a | 1900-12-31T23:59:59 | Submitted:Submitted for Approval | Type | 930 | 1055 | n/a | n/a | Dimensions | n/a | n/a | n/a
ManufacturerName | n/a | 1900-12-31T23:59:59 | Submitted:Submitted for Approval | Type | 930 | Biddle Air Systems Ltd | n/a | n/a | General | n/a | n/a
ManufacturerURL | n/a | 1900-12-31T23:59:59 | Submitted:Submitted for Approval | Type | 930 | www.biddle-air.co.uk | n/a | n/a | General | n/a | n/a
NBSCertification | n/a | 1900-12-31T23:59:59 | Submitted:Submitted for Approval | Type | 930 | www.nationalbimlibrary.com/biddle-air/forceflow900-f1 | n/a | n/a | General | n/a | n/a
NBSNote | n/a | 1900-12-31T23:59:59 | Submitted:Submitted for Approval | Type | 930 | n/a | n/a | n/a | General | n/a | n/a
NBSOfficeMasterTag | n/a | 1900-12-31T23:59:59 | Submitted:Submitted for Approval | Type | 930 | n/a | n/a | n/a | General | n/a | n/a
NBSTypeID | n/a | 1900-12-31T23:59:59 | Submitted:Submitted for Approval | Type | 930 | n/a | n/a | n/a | General | n/a | n/a
ProductInformation | n/a | 1900-12-31T23:59:59 | Submitted:Submitted for Approval | Type | 930 | www.biddle.info/documents/UKbrochures/forceflow%20900.UK.pdf | n/a | n/a | General | n/a | n/a
Revision | n/a | 1900-12-31T23:59:59 | Submitted:Submitted for Approval | Type | 930 | n/a | n/a | n/a | General | n/a | n/a
Uniclass2 | n/a | 1900-12-31T23:59:59 | Submitted:Submitted for Approval | Type | 930 | 90-82-36/430 | n/a | n/a | General | n/a | n/a
AccessoryOptions | n/a | 1900-12-31T23:59:59 | Submitted:Submitted for Approval | Type | 930 | 100 mm high plinth, Adjustable low water temperature cut-out (T4) thermostat, Extended air vent, Fresh air spigot with or without motorised damper, Group control and fan enable relays, Height extension pieces, Lockable access panel, Metal framed EU2 grade nylon non-woven filter, Pencil proof and finger proof grilles, Proportional speed controller, Remote on/off fan speed and summer/winter switches, Tamperproof thermostats | n/a | n/a | Identity Data | n/a | n/a
Assembly Code | n/a | 1900-12-31T23:59:59 | Submitted:Submitted for Approval | Type | 930 |  | n/a | n/a | Identity Data | n/a | n/a
Assembly Description | n/a | 1900-12-31T23:59:59 | Submitted:Submitted for Approval | Type | 930 |  | n/a | n/a | Identity Data | n/a | n/a
Author | n/a | 1900-12-31T23:59:59 | Submitted:Submitted for Approval | Type | 930 | NBS | n/a | n/a | Identity Data | n/a | n/a
BIMObjectName | n/a | 1900-12-31T23:59:59 | Submitted:Submitted for Approval | Type | 930 | NBS_BiddleAirSystemsLtd_FanConvectors_Forceflow900-F1_930 | n/a | n/a | Identity Data | n/a | n/a
CasingFinish | n/a | 1900-12-31T23:59:59 | Submitted:Submitted for Approval | Type | 930 | Textured epoxy polyester powder paint, RAL 9010 (white) | n/a | n/a | Identity Data | n/a | n/a
Connections | n/a | 1900-12-31T23:59:59 | Submitted:Submitted for Approval | Type | 930 | 3/4" BSP female horizontal flow and return connections | n/a | n/a | Identity Data | n/a | n/a
Description | n/a | 1900-12-31T23:59:59 | Submitted:Submitted for Approval | Type | 930 | Vertical exposed/cased fan convector for freestanding low level wall/ floor mounted applications | n/a | n/a | Identity Data | n/a | n/a
DutyFanconvectorType | n/a | 1900-12-31T23:59:59 | Submitted:Submitted for Approval | Type | 930 | n/a | n/a | n/a | Identity Data | n/a | n/a
DutyFanSpeed | n/a | 1900-12-31T23:59:59 | Submitted:Submitted for Approval | Type | 930 | n/a | n/a | n/a | Identity Data | n/a | n/a
DutyReference | n/a | 1900-12-31T23:59:59 | Submitted:Submitted for Approval | Type | 930 | n/a | n/a | n/a | Identity Data | n/a | n/a
ElectricalSupply | n/a | 1900-12-31T23:59:59 | Submitted:Submitted for Approval | Type | 930 | n/a | n/a | n/a | Identity Data | n/a | n/a
Manufacturer | n/a | 1900-12-31T23:59:59 | Submitted:Submitted for Approval | Type | 930 | info@biddle-air.co.uk | n/a | n/a | Identity Data | n/a | n/a
ModelReference | n/a | 1900-12-31T23:59:59 | Submitted:Submitted for Approval | Type | 930 | Forceflow 900 F1 | n/a | n/a | Identity Data | n/a | n/a
NBSDescription | n/a | 1900-12-31T23:59:59 | Submitted:Submitted for Approval | Type | 930 | Fan convectors | n/a | n/a | Identity Data | n/a | n/a
NBSReference | n/a | 1900-12-31T23:59:59 | Submitted:Submitted for Approval | Type | 930 | 90-40-35/335 | n/a | n/a | Identity Data | n/a | n/a
OmniClass Number | n/a | 1900-12-31T23:59:59 | Submitted:Submitted for Approval | Type | 930 |  | n/a | n/a | Identity Data | n/a | n/a
OmniClass Title | n/a | 1900-12-31T23:59:59 | Submitted:Submitted for Approval | Type | 930 |  | n/a | n/a | Identity Data | n/a | n/a
Version | n/a | 1900-12-31T23:59:59 | Submitted:Submitted for Approval | Type | 930 | 2 | n/a | n/a | Identity Data | n/a | n/a
RadiatorMaterial | n/a | 1900-12-31T23:59:59 | Submitted:Submitted for Approval | Type | 930 | NBS_Concept | n/a | n/a | Materials and Finishes | n/a | n/a
AccessibilityPerformance | n/a | 1900-12-31T23:59:59 | Submitted:Submitted for Approval | Type | 930 | n/a | n/a | n/a | Other | n/a | n/a
AssetType | n/a | 1900-12-31T23:59:59 | Submitted:Submitted for Approval | Type | 930 | Fixed | n/a | n/a | Other | n/a | n/a
Category | n/a | 1900-12-31T23:59:59 | Submitted:Submitted for Approval | Type | 930 | n/a | n/a | n/a | Other | n/a | n/a
CodePerformance | n/a | 1900-12-31T23:59:59 | Submitted:Submitted for Approval | Type | 930 | n/a | n/a | n/a | Other | n/a | n/a
Color | n/a | 1900-12-31T23:59:59 | Submitted:Submitted for Approval | Type | 930 | n/a | n/a | n/a | Other | n/a | n/a
Constituents | n/a | 1900-12-31T23:59:59 | Submitted:Submitted for Approval | Type | 930 | n/a | n/a | n/a | Other | n/a | n/a
DurationUnit | n/a | 1900-12-31T23:59:59 | Submitted:Submitted for Approval | Type | 930 | year | n/a | n/a | Other | n/a | n/a
ExpectedLife | n/a | 1900-12-31T23:59:59 | Submitted:Submitted for Approval | Type | 930 | n/a | n/a | n/a | Other | n/a | n/a
Features | n/a | 1900-12-31T23:59:59 | Submitted:Submitted for Approval | Type | 930 | n/a | n/a | n/a | Other | n/a | n/a
Finish | n/a | 1900-12-31T23:59:59 | Submitted:Submitted for Approval | Type | 930 | n/a | n/a | n/a | Other | n/a | n/a
Grade | n/a | 1900-12-31T23:59:59 | Submitted:Submitted for Approval | Type | 930 | n/a | n/a | n/a | Other | n/a | n/a
HasProtectiveEarth | n/a | 1900-12-31T23:59:59 | Submitted:Submitted for Approval | Type | 930 | n/a | n/a | n/a | Other | n/a | n/a | n/a
InsulationStandardClass | n/a | 1900-12-31T23:59:59 | Submitted:Submitted for Approval | Type | 930 | Unset | n/a | n/a | Other | n/a | n/a
IP_Code | n/a | 1900-12-31T23:59:59 | Submitted:Submitted for Approval | Type | 930 | n/a | n/a | n/a | Other | n/a | n/a
Material | n/a | 1900-12-31T23:59:59 | Submitted:Submitted for Approval | Type | 930 | 20 gauge zinc coated sheet steel | n/a | n/a | Other | n/a | n/a
ModelNumber | n/a | 1900-12-31T23:59:59 | Submitted:Submitted for Approval | Type | 930 | 930 | n/a | n/a | Other | n/a | n/a
Name | n/a | 1900-12-31T23:59:59 | Submitted:Submitted for Approval | Type | 930 | FanConvectors_Forceflow900-F1_930_BiddleAirSystemsLtd | n/a | n/a | Other | n/a | n/a
NominalHeight | n/a | 1900-12-31T23:59:59 | Submitted:Submitted for Approval | Type | 930 | 660 | n/a | n/a | Other | n/a | n/a | n/a
NominalLength | n/a | 1900-12-31T23:59:59 | Submitted:Submitted for Approval | Type | 930 | 207 | n/a | n/a | Other | n/a | n/a | n/a
NominalWidth | n/a | 1900-12-31T23:59:59 | Submitted:Submitted for Approval | Type | 930 | 1055 | n/a | n/a | Other | n/a | n/a | n/a
NumberOfPoles | n/a | 1900-12-31T23:59:59 | Submitted:Submitted for Approval | Type | 930 | 0 | n/a | n/a | Other | n/a | n/a | n/a
PhaseAngle | n/a | 1900-12-31T23:59:59 | Submitted:Submitted for Approval | Type | 930 | 0 | n/a | n/a | Other | n/a | n/a | n/a
PhaseReference | n/a | 1900-12-31T23:59:59 | Submitted:Submitted for Approval | Type | 930 | n/a | n/a | n/a | Other | n/a | n/a
ReplacementCost | n/a | 1900-12-31T23:59:59 | Submitted:Submitted for Approval | Type | 930 | n/a | n/a | n/a | Other | n/a | n/a
Shape | n/a | 1900-12-31T23:59:59 | Submitted:Submitted for Approval | Type | 930 | n/a | n/a | n/a | Other | n/a | n/a
Size | n/a | 1900-12-31T23:59:59 | Submitted:Submitted for Approval | Type | 930 | 1055 x 660 x 207 mm | n/a | n/a | Other | n/a | n/a
SustainabilityPerformance | n/a | 1900-12-31T23:59:59 | Submitted:Submitted for Approval | Type | 930 | n/a | n/a | n/a | Other | n/a | n/a
TemperatureClassification | n/a | 1900-12-31T23:59:59 | Submitted:Submitted for Approval | Type | 930 | Unset | n/a | n/a | Other | n/a | n/a
WarrantyDescription | n/a | 1900-12-31T23:59:59 | Submitted:Submitted for Approval | Type | 930 | n/a | n/a | n/a | Other | n/a | n/a
WarrantyDurationLabor | n/a | 1900-12-31T23:59:59 | Submitted:Submitted for Approval | Type | 930 | n/a | n/a | n/a | Other | n/a | n/a
WarrantyDurationParts | n/a | 1900-12-31T23:59:59 | Submitted:Submitted for Approval | Type | 930 | n/a | n/a | n/a | Other | n/a | n/a
WarrantyDurationUnit | n/a | 1900-12-31T23:59:59 | Submitted:Submitted for Approval | Type | 930 | year | n/a | n/a | Other | n/a | n/a
WarrantyGuarantorLabor | n/a | 1900-12-31T23:59:59 | Submitted:Submitted for Approval | Type | 930 | n/a | n/a | n/a | Other | n/a | n/a
WarrantyGuarantorParts | n/a | 1900-12-31T23:59:59 | Submitted:Submitted for Approval | Type | 930 | n/a | n/a | n/a | Other | n/a | n/a
NominalFrequencyRange | n/a | 1900-12-31T23:59:59 | Submitted:Submitted for Approval | Component | NBS_BiddleAirSystemsLtd_FanCvctrs_Forceflow900-F1:930:789714 | 50 | n/a | n/a | Pset_ElectricalDeviceCommon | n/a | n/a | n/a
NumberOfPoles | n/a | 1900-12-31T23:59:59 | Submitted:Submitted for Approval | Component | NBS_BiddleAirSystemsLtd_FanCvctrs_Forceflow900-F1:930:789714 | 0 | n/a | n/a | Pset_ElectricalDeviceCommon | n/a | n/a | n/a
HasProtectiveEarth | n/a | 1900-12-31T23:59:59 | Submitted:Submitted for Approval | Component | NBS_BiddleAirSystemsLtd_FanCvctrs_Forceflow900-F1:930:789714 | n/a | n/a | n/a | Pset_ElectricalDeviceCommon | n/a | n/a | n/a
IP_Code | n/a | 1900-12-31T23:59:59 | Submitted:Submitted for Approval | Component | NBS_BiddleAirSystemsLtd_FanCvctrs_Forceflow900-F1:930:789714 | n/a | n/a | n/a | Pset_ElectricalDeviceCommon | n/a | n/a
InsulationStandardClass | n/a | 1900-12-31T23:59:59 | Submitted:Submitted for Approval | Component | NBS_BiddleAirSystemsLtd_FanCvctrs_Forceflow900-F1:930:789714 | Unset | n/a | n/a | Pset_ElectricalDeviceCommon | n/a | n/a
NominalCurrent | n/a | 1900-12-31T23:59:59 | Submitted:Submitted for Approval | Component | NBS_BiddleAirSystemsLtd_FanCvctrs_Forceflow900-F1:930:789714 | 0 | n/a | n/a | Pset_ElectricalDeviceCommon | n/a | n/a | n/a
UsageCurrent | n/a | 1900-12-31T23:59:59 | Submitted:Submitted for Approval | Component | NBS_BiddleAirSystemsLtd_FanCvctrs_Forceflow900-F1:930:789714 | 0 | n/a | n/a | Pset_ElectricalDeviceCommon | n/a | n/a | n/a
NominalVoltage | n/a | 1900-12-31T23:59:59 | Submitted:Submitted for Approval | Component | NBS_BiddleAirSystemsLtd_FanCvctrs_Forceflow900-F1:930:789714 | 22.2967 | n/a | n/a | Pset_ElectricalDeviceCommon | n/a | n/a | n/a
ElectricalDeviceNominalPower | n/a | 1900-12-31T23:59:59 | Submitted:Submitted for Approval | Component | NBS_BiddleAirSystemsLtd_FanCvctrs_Forceflow900-F1:930:789714 | 0 | n/a | n/a | Pset_ElectricalDeviceCommon | n/a | n/a | n/a
PhaseAngle | n/a | 1900-12-31T23:59:59 | Submitted:Submitted for Approval | Component | NBS_BiddleAirSystemsLtd_FanCvctrs_Forceflow900-F1:930:789714 | 0 | n/a | n/a | Pset_ElectricalDeviceCommon | n/a | n/a | n/a
PhaseReference | n/a | 1900-12-31T23:59:59 | Submitted:Submitted for Approval | Component | NBS_BiddleAirSystemsLtd_FanCvctrs_Forceflow900-F1:930:789714 | n/a | n/a | n/a | Pset_ElectricalDeviceCommon | n/a | n/a
ModelReference | n/a | 1900-12-31T23:59:59 | Submitted:Submitted for Approval | Component | NBS_BiddleAirSystemsLtd_FanCvctrs_Forceflow900-F1:930:789714 | Forceflow 900 F1 | n/a | n/a | Pset_ManufacturerTypeInformation | n/a | n/a
Manufacturer | n/a | 1900-12-31T23:59:59 | Submitted:Submitted for Approval | Component | NBS_BiddleAirSystemsLtd_FanCvctrs_Forceflow900-F1:930:789714 | info@biddle-air.co.uk | n/a | n/a | Pset_ManufacturerTypeInformation | n/a | n/a
Reference | n/a | 1900-12-31T23:59:59 | Submitted:Submitted for Approval | Component | NBS_BiddleAirSystemsLtd_FanCvctrs_Forceflow900-F1:930:789714 | 930 | n/a | n/a | Pset_DistributionFlowElementCommon | n/a | n/a
Host | n/a | 1900-12-31T23:59:59 | Submitted:Submitted for Approval | Component | NBS_BiddleAirSystemsLtd_FanCvctrs_Forceflow900-F1:930:789714 | Level : Ground Floor | n/a | n/a | Constraints | n/a | n/a
Level | n/a | 1900-12-31T23:59:59 | Submitted:Submitted for Approval | Component | NBS_BiddleAirSystemsLtd_FanCvctrs_Forceflow900-F1:930:789714 | Level: Ground Floor | n/a | n/a | Constraints | n/a | n/a
Offset | n/a | 1900-12-31T23:59:59 | Submitted:Submitted for Approval | Component | NBS_BiddleAirSystemsLtd_FanCvctrs_Forceflow900-F1:930:789714 | 100 | n/a | n/a | Constraints | n/a | n/a | n/a
LeftHandAssembly | n/a | 1900-12-31T23:59:59 | Submitted:Submitted for Approval | Component | NBS_BiddleAirSystemsLtd_FanCvctrs_Forceflow900-F1:930:789714 | TRUE | n/a | n/a | Construction | n/a | n/a | n/a
RightHandAssembly | n/a | 1900-12-31T23:59:59 | Submitted:Submitted for Approval | Component | NBS_BiddleAirSystemsLtd_FanCvctrs_Forceflow900-F1:930:789714 | n/a | n/a | n/a | Construction | n/a | n/a | n/a
CoilWaterPressureDrop | n/a | 1900-12-31T23:59:59 | Submitted:Submitted for Approval | Component | NBS_BiddleAirSystemsLtd_FanCvctrs_Forceflow900-F1:930:789714 | 1.29 kPa | n/a | n/a | Data | n/a | n/a
FullLoadCurrent | n/a | 1900-12-31T23:59:59 | Submitted:Submitted for Approval | Component | NBS_BiddleAirSystemsLtd_FanCvctrs_Forceflow900-F1:930:789714 | 0.43 A | n/a | n/a | Data | n/a | n/a
LeavingAirTemperature | n/a | 1900-12-31T23:59:59 | Submitted:Submitted for Approval | Component | NBS_BiddleAirSystemsLtd_FanCvctrs_Forceflow900-F1:930:789714 | 66°C | n/a | n/a | Data | n/a | n/a
NoiseLevel | n/a | 1900-12-31T23:59:59 | Submitted:Submitted for Approval | Component | NBS_BiddleAirSystemsLtd_FanCvctrs_Forceflow900-F1:930:789714 | 25 NR | n/a | n/a | Data | n/a | n/a
WaterFlowRate | n/a | 1900-12-31T23:59:59 | Submitted:Submitted for Approval | Component | NBS_BiddleAirSystemsLtd_FanCvctrs_Forceflow900-F1:930:789714 | 0.12 kg/s | n/a | n/a | Data | n/a | n/a
ElectricalConnectorPosition | n/a | 1900-12-31T23:59:59 | Submitted:Submitted for Approval | Component | NBS_BiddleAirSystemsLtd_FanCvctrs_Forceflow900-F1:930:789714 | 959 | n/a | n/a | Dimensions | n/a | n/a | n/a
PipeConnectorPosition | n/a | 1900-12-31T23:59:59 | Submitted:Submitted for Approval | Component | NBS_BiddleAirSystemsLtd_FanCvctrs_Forceflow900-F1:930:789714 | 96 | n/a | n/a | Dimensions | n/a | n/a | n/a
Circuit Number | n/a | 1900-12-31T23:59:59 | Submitted:Submitted for Approval | Component | NBS_BiddleAirSystemsLtd_FanCvctrs_Forceflow900-F1:930:789714 |  | n/a | n/a | Electrical - Loads | n/a | n/a
Panel | n/a | 1900-12-31T23:59:59 | Submitted:Submitted for Approval | Component | NBS_BiddleAirSystemsLtd_FanCvctrs_Forceflow900-F1:930:789714 |  | n/a | n/a | Electrical - Loads | n/a | n/a
DutyAirVolume | n/a | 1900-12-31T23:59:59 | Submitted:Submitted for Approval | Component | NBS_BiddleAirSystemsLtd_FanCvctrs_Forceflow900-F1:930:789714 | 104 L/s | n/a | n/a | Identity Data | n/a | n/a
DutyOutput | n/a | 1900-12-31T23:59:59 | Submitted:Submitted for Approval | Component | NBS_BiddleAirSystemsLtd_FanCvctrs_Forceflow900-F1:930:789714 | 5.75 kW | n/a | n/a | Identity Data | n/a | n/a
Mark | n/a | 1900-12-31T23:59:59 | Submitted:Submitted for Approval | Component | NBS_BiddleAirSystemsLtd_FanCvctrs_Forceflow900-F1:930:789714 | 10 | n/a | n/a | Identity Data | n/a | n/a
FanSpeedHigh | n/a | 1900-12-31T23:59:59 | Submitted:Submitted for Approval | Component | NBS_BiddleAirSystemsLtd_FanCvctrs_Forceflow900-F1:930:789714 | n/a | n/a | n/a | Mechanical | n/a | n/a | n/a
FanSpeedLow | n/a | 1900-12-31T23:59:59 | Submitted:Submitted for Approval | Component | NBS_BiddleAirSystemsLtd_FanCvctrs_Forceflow900-F1:930:789714 | TRUE | n/a | n/a | Mechanical | n/a | n/a | n/a
FanSpeedMedium | n/a | 1900-12-31T23:59:59 | Submitted:Submitted for Approval | Component | NBS_BiddleAirSystemsLtd_FanCvctrs_Forceflow900-F1:930:789714 | n/a | n/a | n/a | Mechanical | n/a | n/a | n/a
System Classification | n/a | 1900-12-31T23:59:59 | Submitted:Submitted for Approval | Component | NBS_BiddleAirSystemsLtd_FanCvctrs_Forceflow900-F1:930:789714 | Power,Hydronic Supply | n/a | n/a | Mechanical | n/a | n/a
System Name | n/a | 1900-12-31T23:59:59 | Submitted:Submitted for Approval | Component | NBS_BiddleAirSystemsLtd_FanCvctrs_Forceflow900-F1:930:789714 |  | n/a | n/a | Mechanical | n/a | n/a
AssetIdentifier | n/a | 1900-12-31T23:59:59 | Submitted:Submitted for Approval | Component | NBS_BiddleAirSystemsLtd_FanCvctrs_Forceflow900-F1:930:789714 | n/a | n/a | n/a | Other | n/a | n/a
BarCode | n/a | 1900-12-31T23:59:59 | Submitted:Submitted for Approval | Component | NBS_BiddleAirSystemsLtd_FanCvctrs_Forceflow900-F1:930:789714 | n/a | n/a | n/a | Other | n/a | n/a
InstallationDate | n/a | 1900-12-31T23:59:59 | Submitted:Submitted for Approval | Component | NBS_BiddleAirSystemsLtd_FanCvctrs_Forceflow900-F1:930:789714 | 12/31/1900 23:59:59 | n/a | n/a | Other | n/a | n/a
SerialNumber | n/a | 1900-12-31T23:59:59 | Submitted:Submitted for Approval | Component | NBS_BiddleAirSystemsLtd_FanCvctrs_Forceflow900-F1:930:789714 | n/a | n/a | n/a | Other | n/a | n/a
TagNumber | n/a | 1900-12-31T23:59:59 | Submitted:Submitted for Approval | Component | NBS_BiddleAirSystemsLtd_FanCvctrs_Forceflow900-F1:930:789714 | n/a | n/a | n/a | Other | n/a | n/a
WarrantyStartDate | n/a | 1900-12-31T23:59:59 | Submitted:Submitted for Approval | Component | NBS_BiddleAirSystemsLtd_FanCvctrs_Forceflow900-F1:930:789714 | 12/31/1900 23:59:59 | n/a | n/a | Other | n/a | n/a
Phase Created | n/a | 1900-12-31T23:59:59 | Submitted:Submitted for Approval | Component | NBS_BiddleAirSystemsLtd_FanCvctrs_Forceflow900-F1:930:789714 | New Construction | n/a | n/a | Phasing | n/a | n/a
AirFlowDirection | n/a | 1900-12-31T23:59:59 | Submitted:Submitted for Approval | Component | NBS_BiddleAirSystemsLtd_FanCvctrs_Forceflow900-F1:930:789714 | TRUE | n/a | n/a | Visibility | n/a | n/a | n/a
ClearanceZone | n/a | 1900-12-31T23:59:59 | Submitted:Submitted for Approval | Component | NBS_BiddleAirSystemsLtd_FanCvctrs_Forceflow900-F1:930:789714 | TRUE | n/a | n/a | Visibility | n/a | n/a | n/a
ModelNumber915 | n/a | 1900-12-31T23:59:59 | Submitted:Submitted for Approval | Type | 930 | n/a | n/a | n/a | Constraints | n/a | n/a | n/a
ModelNumber930 | n/a | 1900-12-31T23:59:59 | Submitted:Submitted for Approval | Type | 930 | TRUE | n/a | n/a | Constraints | n/a | n/a | n/a
ModelNumber935 | n/a | 1900-12-31T23:59:59 | Submitted:Submitted for Approval | Type | 930 | n/a | n/a | n/a | Constraints | n/a | n/a | n/a
ModelNumber940 | n/a | 1900-12-31T23:59:59 | Submitted:Submitted for Approval | Type | 930 | n/a | n/a | n/a | Constraints | n/a | n/a | n/a
ModelNumber975 | n/a | 1900-12-31T23:59:59 | Submitted:Submitted for Approval | Type | 930 | n/a | n/a | n/a | Constraints | n/a | n/a | n/a
NominalVoltageCalc | n/a | 1900-12-31T23:59:59 | Submitted:Submitted for Approval | Type | 930 | 240 | n/a | n/a | Constraints | n/a | n/a | n/a
Accessories | n/a | 1900-12-31T23:59:59 | Submitted:Submitted for Approval | Type | 930 | n/a | n/a | n/a | Data | n/a | n/a
Certification | n/a | 1900-12-31T23:59:59 | Submitted:Submitted for Approval | Type | 930 | n/a | n/a | n/a | Data | n/a | n/a
Fans | n/a | 1900-12-31T23:59:59 | Submitted:Submitted for Approval | Type | 930 | Balanced double inlet double width centrifugal type, with forward curved, blades and metal impellers, directly mounted onto the motor shaft | n/a | n/a | Data | n/a | n/a
Filter | n/a | 1900-12-31T23:59:59 | Submitted:Submitted for Approval | Type | 930 | EU3 grade nylon type material | n/a | n/a | Data | n/a | n/a
GrilleFinish | n/a | 1900-12-31T23:59:59 | Submitted:Submitted for Approval | Type | 930 | Textured epoxy polyester powder paint, RAL 9010 (white) | n/a | n/a | Data | n/a | n/a
GrilleMaterial | n/a | 1900-12-31T23:59:59 | Submitted:Submitted for Approval | Type | 930 | Minimum material thickness of 2.2 mm, manufactured from extruded aluminium | n/a | n/a | Data | n/a | n/a
GrillePattern | n/a | 1900-12-31T23:59:59 | Submitted:Submitted for Approval | Type | 930 | Integral and loose grilles are of a linear pattern, with 70% free area | n/a | n/a | Data | n/a | n/a
HeatExchangers | n/a | 1900-12-31T23:59:59 | Submitted:Submitted for Approval | Type | 930 | Two row configuration with aluminium fins expansion bonded to copper primary tubes, brazed in turn to copper headers with a 1/8" BSP air vent | n/a | n/a | Data | n/a | n/a
Motors | n/a | 1900-12-31T23:59:59 | Submitted:Submitted for Approval | Type | 930 | Multi-tapped permanent capacitor induction, totally enclosed and with a built-in self-resetting thermal overload cut-out | n/a | n/a | Data | n/a | n/a
RadiatorDepth | n/a | 1900-12-31T23:59:59 | Submitted:Submitted for Approval | Type | 930 | 207 | n/a | n/a | Dimensions | n/a | n/a | n/a
RadiatorHeight | n/a | 1900-12-31T23:59:59 | Submitted:Submitted for Approval | Type | 930 | 660 | n/a | n/a | Dimensions | n/a | n/a | n/a
RadiatorWidth | n/a | 1900-12-31T23:59:59 | Submitted:Submitted for Approval | Type | 930 | 1055 | n/a | n/a | Dimensions | n/a | n/a | n/a
ManufacturerName | n/a | 1900-12-31T23:59:59 | Submitted:Submitted for Approval | Type | 930 | Biddle Air Systems Ltd | n/a | n/a | General | n/a | n/a
ManufacturerURL | n/a | 1900-12-31T23:59:59 | Submitted:Submitted for Approval | Type | 930 | www.biddle-air.co.uk | n/a | n/a | General | n/a | n/a
NBSCertification | n/a | 1900-12-31T23:59:59 | Submitted:Submitted for Approval | Type | 930 | www.nationalbimlibrary.com/biddle-air/forceflow900-f1 | n/a | n/a | General | n/a | n/a
NBSNote | n/a | 1900-12-31T23:59:59 | Submitted:Submitted for Approval | Type | 930 | n/a | n/a | n/a | General | n/a | n/a
NBSOfficeMasterTag | n/a | 1900-12-31T23:59:59 | Submitted:Submitted for Approval | Type | 930 | n/a | n/a | n/a | General | n/a | n/a
NBSTypeID | n/a | 1900-12-31T23:59:59 | Submitted:Submitted for Approval | Type | 930 | n/a | n/a | n/a | General | n/a | n/a
ProductInformation | n/a | 1900-12-31T23:59:59 | Submitted:Submitted for Approval | Type | 930 | www.biddle.info/documents/UKbrochures/forceflow%20900.UK.pdf | n/a | n/a | General | n/a | n/a
Revision | n/a | 1900-12-31T23:59:59 | Submitted:Submitted for Approval | Type | 930 | n/a | n/a | n/a | General | n/a | n/a
Uniclass2 | n/a | 1900-12-31T23:59:59 | Submitted:Submitted for Approval | Type | 930 | 90-82-36/430 | n/a | n/a | General | n/a | n/a
AccessoryOptions | n/a | 1900-12-31T23:59:59 | Submitted:Submitted for Approval | Type | 930 | 100 mm high plinth, Adjustable low water temperature cut-out (T4) thermostat, Extended air vent, Fresh air spigot with or without motorised damper, Group control and fan enable relays, Height extension pieces, Lockable access panel, Metal framed EU2 grade nylon non-woven filter, Pencil proof and finger proof grilles, Proportional speed controller, Remote on/off fan speed and summer/winter switches, Tamperproof thermostats | n/a | n/a | Identity Data | n/a | n/a
Assembly Code | n/a | 1900-12-31T23:59:59 | Submitted:Submitted for Approval | Type | 930 |  | n/a | n/a | Identity Data | n/a | n/a
Assembly Description | n/a | 1900-12-31T23:59:59 | Submitted:Submitted for Approval | Type | 930 |  | n/a | n/a | Identity Data | n/a | n/a
Author | n/a | 1900-12-31T23:59:59 | Submitted:Submitted for Approval | Type | 930 | NBS | n/a | n/a | Identity Data | n/a | n/a
BIMObjectName | n/a | 1900-12-31T23:59:59 | Submitted:Submitted for Approval | Type | 930 | NBS_BiddleAirSystemsLtd_FanConvectors_Forceflow900-F1_930 | n/a | n/a | Identity Data | n/a | n/a
CasingFinish | n/a | 1900-12-31T23:59:59 | Submitted:Submitted for Approval | Type | 930 | Textured epoxy polyester powder paint, RAL 9010 (white) | n/a | n/a | Identity Data | n/a | n/a
Connections | n/a | 1900-12-31T23:59:59 | Submitted:Submitted for Approval | Type | 930 | 3/4" BSP female horizontal flow and return connections | n/a | n/a | Identity Data | n/a | n/a
Description | n/a | 1900-12-31T23:59:59 | Submitted:Submitted for Approval | Type | 930 | Vertical exposed/cased fan convector for freestanding low level wall/ floor mounted applications | n/a | n/a | Identity Data | n/a | n/a
DutyFanconvectorType | n/a | 1900-12-31T23:59:59 | Submitted:Submitted for Approval | Type | 930 | n/a | n/a | n/a | Identity Data | n/a | n/a
DutyFanSpeed | n/a | 1900-12-31T23:59:59 | Submitted:Submitted for Approval | Type | 930 | n/a | n/a | n/a | Identity Data | n/a | n/a
DutyReference | n/a | 1900-12-31T23:59:59 | Submitted:Submitted for Approval | Type | 930 | n/a | n/a | n/a | Identity Data | n/a | n/a
ElectricalSupply | n/a | 1900-12-31T23:59:59 | Submitted:Submitted for Approval | Type | 930 | n/a | n/a | n/a | Identity Data | n/a | n/a
Manufacturer | n/a | 1900-12-31T23:59:59 | Submitted:Submitted for Approval | Type | 930 | info@biddle-air.co.uk | n/a | n/a | Identity Data | n/a | n/a
ModelReference | n/a | 1900-12-31T23:59:59 | Submitted:Submitted for Approval | Type | 930 | Forceflow 900 F1 | n/a | n/a | Identity Data | n/a | n/a
NBSDescription | n/a | 1900-12-31T23:59:59 | Submitted:Submitted for Approval | Type | 930 | Fan convectors | n/a | n/a | Identity Data | n/a | n/a
NBSReference | n/a | 1900-12-31T23:59:59 | Submitted:Submitted for Approval | Type | 930 | 90-40-35/335 | n/a | n/a | Identity Data | n/a | n/a
OmniClass Number | n/a | 1900-12-31T23:59:59 | Submitted:Submitted for Approval | Type | 930 |  | n/a | n/a | Identity Data | n/a | n/a
OmniClass Title | n/a | 1900-12-31T23:59:59 | Submitted:Submitted for Approval | Type | 930 |  | n/a | n/a | Identity Data | n/a | n/a
Version | n/a | 1900-12-31T23:59:59 | Submitted:Submitted for Approval | Type | 930 | 2 | n/a | n/a | Identity Data | n/a | n/a
RadiatorMaterial | n/a | 1900-12-31T23:59:59 | Submitted:Submitted for Approval | Type | 930 | NBS_Concept | n/a | n/a | Materials and Finishes | n/a | n/a
AccessibilityPerformance | n/a | 1900-12-31T23:59:59 | Submitted:Submitted for Approval | Type | 930 | n/a | n/a | n/a | Other | n/a | n/a
AssetType | n/a | 1900-12-31T23:59:59 | Submitted:Submitted for Approval | Type | 930 | Fixed | n/a | n/a | Other | n/a | n/a
Category | n/a | 1900-12-31T23:59:59 | Submitted:Submitted for Approval | Type | 930 | n/a | n/a | n/a | Other | n/a | n/a
CodePerformance | n/a | 1900-12-31T23:59:59 | Submitted:Submitted for Approval | Type | 930 | n/a | n/a | n/a | Other | n/a | n/a
Color | n/a | 1900-12-31T23:59:59 | Submitted:Submitted for Approval | Type | 930 | n/a | n/a | n/a | Other | n/a | n/a
Constituents | n/a | 1900-12-31T23:59:59 | Submitted:Submitted for Approval | Type | 930 | n/a | n/a | n/a | Other | n/a | n/a
DurationUnit | n/a | 1900-12-31T23:59:59 | Submitted:Submitted for Approval | Type | 930 | year | n/a | n/a | Other | n/a | n/a
ExpectedLife | n/a | 1900-12-31T23:59:59 | Submitted:Submitted for Approval | Type | 930 | n/a | n/a | n/a | Other | n/a | n/a
Features | n/a | 1900-12-31T23:59:59 | Submitted:Submitted for Approval | Type | 930 | n/a | n/a | n/a | Other | n/a | n/a
Finish | n/a | 1900-12-31T23:59:59 | Submitted:Submitted for Approval | Type | 930 | n/a | n/a | n/a | Other | n/a | n/a
Grade | n/a | 1900-12-31T23:59:59 | Submitted:Submitted for Approval | Type | 930 | n/a | n/a | n/a | Other | n/a | n/a
HasProtectiveEarth | n/a | 1900-12-31T23:59:59 | Submitted:Submitted for Approval | Type | 930 | n/a | n/a | n/a | Other | n/a | n/a | n/a
InsulationStandardClass | n/a | 1900-12-31T23:59:59 | Submitted:Submitted for Approval | Type | 930 | Unset | n/a | n/a | Other | n/a | n/a
IP_Code | n/a | 1900-12-31T23:59:59 | Submitted:Submitted for Approval | Type | 930 | n/a | n/a | n/a | Other | n/a | n/a
Material | n/a | 1900-12-31T23:59:59 | Submitted:Submitted for Approval | Type | 930 | 20 gauge zinc coated sheet steel | n/a | n/a | Other | n/a | n/a
ModelNumber | n/a | 1900-12-31T23:59:59 | Submitted:Submitted for Approval | Type | 930 | 930 | n/a | n/a | Other | n/a | n/a
Name | n/a | 1900-12-31T23:59:59 | Submitted:Submitted for Approval | Type | 930 | FanConvectors_Forceflow900-F1_930_BiddleAirSystemsLtd | n/a | n/a | Other | n/a | n/a
NominalHeight | n/a | 1900-12-31T23:59:59 | Submitted:Submitted for Approval | Type | 930 | 660 | n/a | n/a | Other | n/a | n/a | n/a
NominalLength | n/a | 1900-12-31T23:59:59 | Submitted:Submitted for Approval | Type | 930 | 207 | n/a | n/a | Other | n/a | n/a | n/a
NominalWidth | n/a | 1900-12-31T23:59:59 | Submitted:Submitted for Approval | Type | 930 | 1055 | n/a | n/a | Other | n/a | n/a | n/a
NumberOfPoles | n/a | 1900-12-31T23:59:59 | Submitted:Submitted for Approval | Type | 930 | 0 | n/a | n/a | Other | n/a | n/a | n/a
PhaseAngle | n/a | 1900-12-31T23:59:59 | Submitted:Submitted for Approval | Type | 930 | 0 | n/a | n/a | Other | n/a | n/a | n/a
PhaseReference | n/a | 1900-12-31T23:59:59 | Submitted:Submitted for Approval | Type | 930 | n/a | n/a | n/a | Other | n/a | n/a
ReplacementCost | n/a | 1900-12-31T23:59:59 | Submitted:Submitted for Approval | Type | 930 | n/a | n/a | n/a | Other | n/a | n/a
Shape | n/a | 1900-12-31T23:59:59 | Submitted:Submitted for Approval | Type | 930 | n/a | n/a | n/a | Other | n/a | n/a
Size | n/a | 1900-12-31T23:59:59 | Submitted:Submitted for Approval | Type | 930 | 1055 x 660 x 207 mm | n/a | n/a | Other | n/a | n/a
SustainabilityPerformance | n/a | 1900-12-31T23:59:59 | Submitted:Submitted for Approval | Type | 930 | n/a | n/a | n/a | Other | n/a | n/a
TemperatureClassification | n/a | 1900-12-31T23:59:59 | Submitted:Submitted for Approval | Type | 930 | Unset | n/a | n/a | Other | n/a | n/a
WarrantyDescription | n/a | 1900-12-31T23:59:59 | Submitted:Submitted for Approval | Type | 930 | n/a | n/a | n/a | Other | n/a | n/a
WarrantyDurationLabor | n/a | 1900-12-31T23:59:59 | Submitted:Submitted for Approval | Type | 930 | n/a | n/a | n/a | Other | n/a | n/a
WarrantyDurationParts | n/a | 1900-12-31T23:59:59 | Submitted:Submitted for Approval | Type | 930 | n/a | n/a | n/a | Other | n/a | n/a
WarrantyDurationUnit | n/a | 1900-12-31T23:59:59 | Submitted:Submitted for Approval | Type | 930 | year | n/a | n/a | Other | n/a | n/a
WarrantyGuarantorLabor | n/a | 1900-12-31T23:59:59 | Submitted:Submitted for Approval | Type | 930 | n/a | n/a | n/a | Other | n/a | n/a
WarrantyGuarantorParts | n/a | 1900-12-31T23:59:59 | Submitted:Submitted for Approval | Type | 930 | n/a | n/a | n/a | Other | n/a | n/a
NominalFrequencyRange | n/a | 1900-12-31T23:59:59 | Submitted:Submitted for Approval | Component | NBS_BiddleAirSystemsLtd_FanCvctrs_Forceflow900-F1:930:789727 | 50 | n/a | n/a | Pset_ElectricalDeviceCommon | n/a | n/a | n/a
NumberOfPoles | n/a | 1900-12-31T23:59:59 | Submitted:Submitted for Approval | Component | NBS_BiddleAirSystemsLtd_FanCvctrs_Forceflow900-F1:930:789727 | 0 | n/a | n/a | Pset_ElectricalDeviceCommon | n/a | n/a | n/a
HasProtectiveEarth | n/a | 1900-12-31T23:59:59 | Submitted:Submitted for Approval | Component | NBS_BiddleAirSystemsLtd_FanCvctrs_Forceflow900-F1:930:789727 | n/a | n/a | n/a | Pset_ElectricalDeviceCommon | n/a | n/a | n/a
IP_Code | n/a | 1900-12-31T23:59:59 | Submitted:Submitted for Approval | Component | NBS_BiddleAirSystemsLtd_FanCvctrs_Forceflow900-F1:930:789727 | n/a | n/a | n/a | Pset_ElectricalDeviceCommon | n/a | n/a
InsulationStandardClass | n/a | 1900-12-31T23:59:59 | Submitted:Submitted for Approval | Component | NBS_BiddleAirSystemsLtd_FanCvctrs_Forceflow900-F1:930:789727 | Unset | n/a | n/a | Pset_ElectricalDeviceCommon | n/a | n/a
NominalCurrent | n/a | 1900-12-31T23:59:59 | Submitted:Submitted for Approval | Component | NBS_BiddleAirSystemsLtd_FanCvctrs_Forceflow900-F1:930:789727 | 0 | n/a | n/a | Pset_ElectricalDeviceCommon | n/a | n/a | n/a
UsageCurrent | n/a | 1900-12-31T23:59:59 | Submitted:Submitted for Approval | Component | NBS_BiddleAirSystemsLtd_FanCvctrs_Forceflow900-F1:930:789727 | 0 | n/a | n/a | Pset_ElectricalDeviceCommon | n/a | n/a | n/a
NominalVoltage | n/a | 1900-12-31T23:59:59 | Submitted:Submitted for Approval | Component | NBS_BiddleAirSystemsLtd_FanCvctrs_Forceflow900-F1:930:789727 | 22.2967 | n/a | n/a | Pset_ElectricalDeviceCommon | n/a | n/a | n/a
ElectricalDeviceNominalPower | n/a | 1900-12-31T23:59:59 | Submitted:Submitted for Approval | Component | NBS_BiddleAirSystemsLtd_FanCvctrs_Forceflow900-F1:930:789727 | 0 | n/a | n/a | Pset_ElectricalDeviceCommon | n/a | n/a | n/a
PhaseAngle | n/a | 1900-12-31T23:59:59 | Submitted:Submitted for Approval | Component | NBS_BiddleAirSystemsLtd_FanCvctrs_Forceflow900-F1:930:789727 | 0 | n/a | n/a | Pset_ElectricalDeviceCommon | n/a | n/a | n/a
PhaseReference | n/a | 1900-12-31T23:59:59 | Submitted:Submitted for Approval | Component | NBS_BiddleAirSystemsLtd_FanCvctrs_Forceflow900-F1:930:789727 | n/a | n/a | n/a | Pset_ElectricalDeviceCommon | n/a | n/a
ModelReference | n/a | 1900-12-31T23:59:59 | Submitted:Submitted for Approval | Component | NBS_BiddleAirSystemsLtd_FanCvctrs_Forceflow900-F1:930:789727 | Forceflow 900 F1 | n/a | n/a | Pset_ManufacturerTypeInformation | n/a | n/a
Manufacturer | n/a | 1900-12-31T23:59:59 | Submitted:Submitted for Approval | Component | NBS_BiddleAirSystemsLtd_FanCvctrs_Forceflow900-F1:930:789727 | info@biddle-air.co.uk | n/a | n/a | Pset_ManufacturerTypeInformation | n/a | n/a
Reference | n/a | 1900-12-31T23:59:59 | Submitted:Submitted for Approval | Component | NBS_BiddleAirSystemsLtd_FanCvctrs_Forceflow900-F1:930:789727 | 930 | n/a | n/a | Pset_DistributionFlowElementCommon | n/a | n/a
Host | n/a | 1900-12-31T23:59:59 | Submitted:Submitted for Approval | Component | NBS_BiddleAirSystemsLtd_FanCvctrs_Forceflow900-F1:930:789727 | Level : Ground Floor | n/a | n/a | Constraints | n/a | n/a
Level | n/a | 1900-12-31T23:59:59 | Submitted:Submitted for Approval | Component | NBS_BiddleAirSystemsLtd_FanCvctrs_Forceflow900-F1:930:789727 | Level: Ground Floor | n/a | n/a | Constraints | n/a | n/a
Offset | n/a | 1900-12-31T23:59:59 | Submitted:Submitted for Approval | Component | NBS_BiddleAirSystemsLtd_FanCvctrs_Forceflow900-F1:930:789727 | 100 | n/a | n/a | Constraints | n/a | n/a | n/a
LeftHandAssembly | n/a | 1900-12-31T23:59:59 | Submitted:Submitted for Approval | Component | NBS_BiddleAirSystemsLtd_FanCvctrs_Forceflow900-F1:930:789727 | n/a | n/a | n/a | Construction | n/a | n/a | n/a
RightHandAssembly | n/a | 1900-12-31T23:59:59 | Submitted:Submitted for Approval | Component | NBS_BiddleAirSystemsLtd_FanCvctrs_Forceflow900-F1:930:789727 | TRUE | n/a | n/a | Construction | n/a | n/a | n/a
CoilWaterPressureDrop | n/a | 1900-12-31T23:59:59 | Submitted:Submitted for Approval | Component | NBS_BiddleAirSystemsLtd_FanCvctrs_Forceflow900-F1:930:789727 | 1.29 kPa | n/a | n/a | Data | n/a | n/a
FullLoadCurrent | n/a | 1900-12-31T23:59:59 | Submitted:Submitted for Approval | Component | NBS_BiddleAirSystemsLtd_FanCvctrs_Forceflow900-F1:930:789727 | 0.43 A | n/a | n/a | Data | n/a | n/a
LeavingAirTemperature | n/a | 1900-12-31T23:59:59 | Submitted:Submitted for Approval | Component | NBS_BiddleAirSystemsLtd_FanCvctrs_Forceflow900-F1:930:789727 | 66°C | n/a | n/a | Data | n/a | n/a
NoiseLevel | n/a | 1900-12-31T23:59:59 | Submitted:Submitted for Approval | Component | NBS_BiddleAirSystemsLtd_FanCvctrs_Forceflow900-F1:930:789727 | 25 NR | n/a | n/a | Data | n/a | n/a
WaterFlowRate | n/a | 1900-12-31T23:59:59 | Submitted:Submitted for Approval | Component | NBS_BiddleAirSystemsLtd_FanCvctrs_Forceflow900-F1:930:789727 | 0.12 kg/s | n/a | n/a | Data | n/a | n/a
ElectricalConnectorPosition | n/a | 1900-12-31T23:59:59 | Submitted:Submitted for Approval | Component | NBS_BiddleAirSystemsLtd_FanCvctrs_Forceflow900-F1:930:789727 | 96 | n/a | n/a | Dimensions | n/a | n/a | n/a
PipeConnectorPosition | n/a | 1900-12-31T23:59:59 | Submitted:Submitted for Approval | Component | NBS_BiddleAirSystemsLtd_FanCvctrs_Forceflow900-F1:930:789727 | 959 | n/a | n/a | Dimensions | n/a | n/a | n/a
Circuit Number | n/a | 1900-12-31T23:59:59 | Submitted:Submitted for Approval | Component | NBS_BiddleAirSystemsLtd_FanCvctrs_Forceflow900-F1:930:789727 |  | n/a | n/a | Electrical - Loads | n/a | n/a
Panel | n/a | 1900-12-31T23:59:59 | Submitted:Submitted for Approval | Component | NBS_BiddleAirSystemsLtd_FanCvctrs_Forceflow900-F1:930:789727 |  | n/a | n/a | Electrical - Loads | n/a | n/a
DutyAirVolume | n/a | 1900-12-31T23:59:59 | Submitted:Submitted for Approval | Component | NBS_BiddleAirSystemsLtd_FanCvctrs_Forceflow900-F1:930:789727 | 104 L/s | n/a | n/a | Identity Data | n/a | n/a
DutyOutput | n/a | 1900-12-31T23:59:59 | Submitted:Submitted for Approval | Component | NBS_BiddleAirSystemsLtd_FanCvctrs_Forceflow900-F1:930:789727 | 5.75 kW | n/a | n/a | Identity Data | n/a | n/a
Mark | n/a | 1900-12-31T23:59:59 | Submitted:Submitted for Approval | Component | NBS_BiddleAirSystemsLtd_FanCvctrs_Forceflow900-F1:930:789727 | 11 | n/a | n/a | Identity Data | n/a | n/a
FanSpeedHigh | n/a | 1900-12-31T23:59:59 | Submitted:Submitted for Approval | Component | NBS_BiddleAirSystemsLtd_FanCvctrs_Forceflow900-F1:930:789727 | n/a | n/a | n/a | Mechanical | n/a | n/a | n/a
FanSpeedLow | n/a | 1900-12-31T23:59:59 | Submitted:Submitted for Approval | Component | NBS_BiddleAirSystemsLtd_FanCvctrs_Forceflow900-F1:930:789727 | TRUE | n/a | n/a | Mechanical | n/a | n/a | n/a
FanSpeedMedium | n/a | 1900-12-31T23:59:59 | Submitted:Submitted for Approval | Component | NBS_BiddleAirSystemsLtd_FanCvctrs_Forceflow900-F1:930:789727 | n/a | n/a | n/a | Mechanical | n/a | n/a | n/a
System Classification | n/a | 1900-12-31T23:59:59 | Submitted:Submitted for Approval | Component | NBS_BiddleAirSystemsLtd_FanCvctrs_Forceflow900-F1:930:789727 | Power,Hydronic Supply | n/a | n/a | Mechanical | n/a | n/a
System Name | n/a | 1900-12-31T23:59:59 | Submitted:Submitted for Approval | Component | NBS_BiddleAirSystemsLtd_FanCvctrs_Forceflow900-F1:930:789727 |  | n/a | n/a | Mechanical | n/a | n/a
AssetIdentifier | n/a | 1900-12-31T23:59:59 | Submitted:Submitted for Approval | Component | NBS_BiddleAirSystemsLtd_FanCvctrs_Forceflow900-F1:930:789727 | n/a | n/a | n/a | Other | n/a | n/a
BarCode | n/a | 1900-12-31T23:59:59 | Submitted:Submitted for Approval | Component | NBS_BiddleAirSystemsLtd_FanCvctrs_Forceflow900-F1:930:789727 | n/a | n/a | n/a | Other | n/a | n/a
InstallationDate | n/a | 1900-12-31T23:59:59 | Submitted:Submitted for Approval | Component | NBS_BiddleAirSystemsLtd_FanCvctrs_Forceflow900-F1:930:789727 | 12/31/1900 23:59:59 | n/a | n/a | Other | n/a | n/a
SerialNumber | n/a | 1900-12-31T23:59:59 | Submitted:Submitted for Approval | Component | NBS_BiddleAirSystemsLtd_FanCvctrs_Forceflow900-F1:930:789727 | n/a | n/a | n/a | Other | n/a | n/a
TagNumber | n/a | 1900-12-31T23:59:59 | Submitted:Submitted for Approval | Component | NBS_BiddleAirSystemsLtd_FanCvctrs_Forceflow900-F1:930:789727 | n/a | n/a | n/a | Other | n/a | n/a
WarrantyStartDate | n/a | 1900-12-31T23:59:59 | Submitted:Submitted for Approval | Component | NBS_BiddleAirSystemsLtd_FanCvctrs_Forceflow900-F1:930:789727 | 12/31/1900 23:59:59 | n/a | n/a | Other | n/a | n/a
Phase Created | n/a | 1900-12-31T23:59:59 | Submitted:Submitted for Approval | Component | NBS_BiddleAirSystemsLtd_FanCvctrs_Forceflow900-F1:930:789727 | New Construction | n/a | n/a | Phasing | n/a | n/a
AirFlowDirection | n/a | 1900-12-31T23:59:59 | Submitted:Submitted for Approval | Component | NBS_BiddleAirSystemsLtd_FanCvctrs_Forceflow900-F1:930:789727 | TRUE | n/a | n/a | Visibility | n/a | n/a | n/a
ClearanceZone | n/a | 1900-12-31T23:59:59 | Submitted:Submitted for Approval | Component | NBS_BiddleAirSystemsLtd_FanCvctrs_Forceflow900-F1:930:789727 | TRUE | n/a | n/a | Visibility | n/a | n/a | n/a
NominalFrequencyRange | n/a | 1900-12-31T23:59:59 | Submitted:Submitted for Approval | Component | NBS_BiddleAirSystemsLtd_FanCvctrs_Forceflow900-F1:930:789745 | 50 | n/a | n/a | Pset_ElectricalDeviceCommon | n/a | n/a | n/a
NumberOfPoles | n/a | 1900-12-31T23:59:59 | Submitted:Submitted for Approval | Component | NBS_BiddleAirSystemsLtd_FanCvctrs_Forceflow900-F1:930:789745 | 0 | n/a | n/a | Pset_ElectricalDeviceCommon | n/a | n/a | n/a
HasProtectiveEarth | n/a | 1900-12-31T23:59:59 | Submitted:Submitted for Approval | Component | NBS_BiddleAirSystemsLtd_FanCvctrs_Forceflow900-F1:930:789745 | n/a | n/a | n/a | Pset_ElectricalDeviceCommon | n/a | n/a | n/a
IP_Code | n/a | 1900-12-31T23:59:59 | Submitted:Submitted for Approval | Component | NBS_BiddleAirSystemsLtd_FanCvctrs_Forceflow900-F1:930:789745 | n/a | n/a | n/a | Pset_ElectricalDeviceCommon | n/a | n/a
InsulationStandardClass | n/a | 1900-12-31T23:59:59 | Submitted:Submitted for Approval | Component | NBS_BiddleAirSystemsLtd_FanCvctrs_Forceflow900-F1:930:789745 | Unset | n/a | n/a | Pset_ElectricalDeviceCommon | n/a | n/a
NominalCurrent | n/a | 1900-12-31T23:59:59 | Submitted:Submitted for Approval | Component | NBS_BiddleAirSystemsLtd_FanCvctrs_Forceflow900-F1:930:789745 | 0 | n/a | n/a | Pset_ElectricalDeviceCommon | n/a | n/a | n/a
UsageCurrent | n/a | 1900-12-31T23:59:59 | Submitted:Submitted for Approval | Component | NBS_BiddleAirSystemsLtd_FanCvctrs_Forceflow900-F1:930:789745 | 0 | n/a | n/a | Pset_ElectricalDeviceCommon | n/a | n/a | n/a
NominalVoltage | n/a | 1900-12-31T23:59:59 | Submitted:Submitted for Approval | Component | NBS_BiddleAirSystemsLtd_FanCvctrs_Forceflow900-F1:930:789745 | 22.2967 | n/a | n/a | Pset_ElectricalDeviceCommon | n/a | n/a | n/a
ElectricalDeviceNominalPower | n/a | 1900-12-31T23:59:59 | Submitted:Submitted for Approval | Component | NBS_BiddleAirSystemsLtd_FanCvctrs_Forceflow900-F1:930:789745 | 0 | n/a | n/a | Pset_ElectricalDeviceCommon | n/a | n/a | n/a
PhaseAngle | n/a | 1900-12-31T23:59:59 | Submitted:Submitted for Approval | Component | NBS_BiddleAirSystemsLtd_FanCvctrs_Forceflow900-F1:930:789745 | 0 | n/a | n/a | Pset_ElectricalDeviceCommon | n/a | n/a | n/a
PhaseReference | n/a | 1900-12-31T23:59:59 | Submitted:Submitted for Approval | Component | NBS_BiddleAirSystemsLtd_FanCvctrs_Forceflow900-F1:930:789745 | n/a | n/a | n/a | Pset_ElectricalDeviceCommon | n/a | n/a
ModelReference | n/a | 1900-12-31T23:59:59 | Submitted:Submitted for Approval | Component | NBS_BiddleAirSystemsLtd_FanCvctrs_Forceflow900-F1:930:789745 | Forceflow 900 F1 | n/a | n/a | Pset_ManufacturerTypeInformation | n/a | n/a
Manufacturer | n/a | 1900-12-31T23:59:59 | Submitted:Submitted for Approval | Component | NBS_BiddleAirSystemsLtd_FanCvctrs_Forceflow900-F1:930:789745 | info@biddle-air.co.uk | n/a | n/a | Pset_ManufacturerTypeInformation | n/a | n/a
Reference | n/a | 1900-12-31T23:59:59 | Submitted:Submitted for Approval | Component | NBS_BiddleAirSystemsLtd_FanCvctrs_Forceflow900-F1:930:789745 | 930 | n/a | n/a | Pset_DistributionFlowElementCommon | n/a | n/a
Host | n/a | 1900-12-31T23:59:59 | Submitted:Submitted for Approval | Component | NBS_BiddleAirSystemsLtd_FanCvctrs_Forceflow900-F1:930:789745 | Level : Ground Floor | n/a | n/a | Constraints | n/a | n/a
Level | n/a | 1900-12-31T23:59:59 | Submitted:Submitted for Approval | Component | NBS_BiddleAirSystemsLtd_FanCvctrs_Forceflow900-F1:930:789745 | Level: Ground Floor | n/a | n/a | Constraints | n/a | n/a
Offset | n/a | 1900-12-31T23:59:59 | Submitted:Submitted for Approval | Component | NBS_BiddleAirSystemsLtd_FanCvctrs_Forceflow900-F1:930:789745 | 100 | n/a | n/a | Constraints | n/a | n/a | n/a
LeftHandAssembly | n/a | 1900-12-31T23:59:59 | Submitted:Submitted for Approval | Component | NBS_BiddleAirSystemsLtd_FanCvctrs_Forceflow900-F1:930:789745 | n/a | n/a | n/a | Construction | n/a | n/a | n/a
RightHandAssembly | n/a | 1900-12-31T23:59:59 | Submitted:Submitted for Approval | Component | NBS_BiddleAirSystemsLtd_FanCvctrs_Forceflow900-F1:930:789745 | TRUE | n/a | n/a | Construction | n/a | n/a | n/a
CoilWaterPressureDrop | n/a | 1900-12-31T23:59:59 | Submitted:Submitted for Approval | Component | NBS_BiddleAirSystemsLtd_FanCvctrs_Forceflow900-F1:930:789745 | 1.29 kPa | n/a | n/a | Data | n/a | n/a
FullLoadCurrent | n/a | 1900-12-31T23:59:59 | Submitted:Submitted for Approval | Component | NBS_BiddleAirSystemsLtd_FanCvctrs_Forceflow900-F1:930:789745 | 0.43 A | n/a | n/a | Data | n/a | n/a
LeavingAirTemperature | n/a | 1900-12-31T23:59:59 | Submitted:Submitted for Approval | Component | NBS_BiddleAirSystemsLtd_FanCvctrs_Forceflow900-F1:930:789745 | 66°C | n/a | n/a | Data | n/a | n/a
NoiseLevel | n/a | 1900-12-31T23:59:59 | Submitted:Submitted for Approval | Component | NBS_BiddleAirSystemsLtd_FanCvctrs_Forceflow900-F1:930:789745 | 25 NR | n/a | n/a | Data | n/a | n/a
WaterFlowRate | n/a | 1900-12-31T23:59:59 | Submitted:Submitted for Approval | Component | NBS_BiddleAirSystemsLtd_FanCvctrs_Forceflow900-F1:930:789745 | 0.12 kg/s | n/a | n/a | Data | n/a | n/a
ElectricalConnectorPosition | n/a | 1900-12-31T23:59:59 | Submitted:Submitted for Approval | Component | NBS_BiddleAirSystemsLtd_FanCvctrs_Forceflow900-F1:930:789745 | 96 | n/a | n/a | Dimensions | n/a | n/a | n/a
PipeConnectorPosition | n/a | 1900-12-31T23:59:59 | Submitted:Submitted for Approval | Component | NBS_BiddleAirSystemsLtd_FanCvctrs_Forceflow900-F1:930:789745 | 959 | n/a | n/a | Dimensions | n/a | n/a | n/a
Circuit Number | n/a | 1900-12-31T23:59:59 | Submitted:Submitted for Approval | Component | NBS_BiddleAirSystemsLtd_FanCvctrs_Forceflow900-F1:930:789745 |  | n/a | n/a | Electrical - Loads | n/a | n/a
Panel | n/a | 1900-12-31T23:59:59 | Submitted:Submitted for Approval | Component | NBS_BiddleAirSystemsLtd_FanCvctrs_Forceflow900-F1:930:789745 |  | n/a | n/a | Electrical - Loads | n/a | n/a
DutyAirVolume | n/a | 1900-12-31T23:59:59 | Submitted:Submitted for Approval | Component | NBS_BiddleAirSystemsLtd_FanCvctrs_Forceflow900-F1:930:789745 | 104 L/s | n/a | n/a | Identity Data | n/a | n/a
DutyOutput | n/a | 1900-12-31T23:59:59 | Submitted:Submitted for Approval | Component | NBS_BiddleAirSystemsLtd_FanCvctrs_Forceflow900-F1:930:789745 | 5.75 kW | n/a | n/a | Identity Data | n/a | n/a
Mark | n/a | 1900-12-31T23:59:59 | Submitted:Submitted for Approval | Component | NBS_BiddleAirSystemsLtd_FanCvctrs_Forceflow900-F1:930:789745 | 13 | n/a | n/a | Identity Data | n/a | n/a
FanSpeedHigh | n/a | 1900-12-31T23:59:59 | Submitted:Submitted for Approval | Component | NBS_BiddleAirSystemsLtd_FanCvctrs_Forceflow900-F1:930:789745 | n/a | n/a | n/a | Mechanical | n/a | n/a | n/a
FanSpeedLow | n/a | 1900-12-31T23:59:59 | Submitted:Submitted for Approval | Component | NBS_BiddleAirSystemsLtd_FanCvctrs_Forceflow900-F1:930:789745 | TRUE | n/a | n/a | Mechanical | n/a | n/a | n/a
FanSpeedMedium | n/a | 1900-12-31T23:59:59 | Submitted:Submitted for Approval | Component | NBS_BiddleAirSystemsLtd_FanCvctrs_Forceflow900-F1:930:789745 | n/a | n/a | n/a | Mechanical | n/a | n/a | n/a
System Classification | n/a | 1900-12-31T23:59:59 | Submitted:Submitted for Approval | Component | NBS_BiddleAirSystemsLtd_FanCvctrs_Forceflow900-F1:930:789745 | Power,Hydronic Supply | n/a | n/a | Mechanical | n/a | n/a
System Name | n/a | 1900-12-31T23:59:59 | Submitted:Submitted for Approval | Component | NBS_BiddleAirSystemsLtd_FanCvctrs_Forceflow900-F1:930:789745 |  | n/a | n/a | Mechanical | n/a | n/a
AssetIdentifier | n/a | 1900-12-31T23:59:59 | Submitted:Submitted for Approval | Component | NBS_BiddleAirSystemsLtd_FanCvctrs_Forceflow900-F1:930:789745 | n/a | n/a | n/a | Other | n/a | n/a
BarCode | n/a | 1900-12-31T23:59:59 | Submitted:Submitted for Approval | Component | NBS_BiddleAirSystemsLtd_FanCvctrs_Forceflow900-F1:930:789745 | n/a | n/a | n/a | Other | n/a | n/a
InstallationDate | n/a | 1900-12-31T23:59:59 | Submitted:Submitted for Approval | Component | NBS_BiddleAirSystemsLtd_FanCvctrs_Forceflow900-F1:930:789745 | 12/31/1900 23:59:59 | n/a | n/a | Other | n/a | n/a
SerialNumber | n/a | 1900-12-31T23:59:59 | Submitted:Submitted for Approval | Component | NBS_BiddleAirSystemsLtd_FanCvctrs_Forceflow900-F1:930:789745 | n/a | n/a | n/a | Other | n/a | n/a
TagNumber | n/a | 1900-12-31T23:59:59 | Submitted:Submitted for Approval | Component | NBS_BiddleAirSystemsLtd_FanCvctrs_Forceflow900-F1:930:789745 | n/a | n/a | n/a | Other | n/a | n/a
WarrantyStartDate | n/a | 1900-12-31T23:59:59 | Submitted:Submitted for Approval | Component | NBS_BiddleAirSystemsLtd_FanCvctrs_Forceflow900-F1:930:789745 | 12/31/1900 23:59:59 | n/a | n/a | Other | n/a | n/a
Phase Created | n/a | 1900-12-31T23:59:59 | Submitted:Submitted for Approval | Component | NBS_BiddleAirSystemsLtd_FanCvctrs_Forceflow900-F1:930:789745 | New Construction | n/a | n/a | Phasing | n/a | n/a
AirFlowDirection | n/a | 1900-12-31T23:59:59 | Submitted:Submitted for Approval | Component | NBS_BiddleAirSystemsLtd_FanCvctrs_Forceflow900-F1:930:789745 | TRUE | n/a | n/a | Visibility | n/a | n/a | n/a
ClearanceZone | n/a | 1900-12-31T23:59:59 | Submitted:Submitted for Approval | Component | NBS_BiddleAirSystemsLtd_FanCvctrs_Forceflow900-F1:930:789745 | TRUE | n/a | n/a | Visibility | n/a | n/a | n/a
NominalFrequencyRange | n/a | 1900-12-31T23:59:59 | Submitted:Submitted for Approval | Component | NBS_BiddleAirSystemsLtd_FanCvctrs_Forceflow900-F1:930:789758 | 50 | n/a | n/a | Pset_ElectricalDeviceCommon | n/a | n/a | n/a
NumberOfPoles | n/a | 1900-12-31T23:59:59 | Submitted:Submitted for Approval | Component | NBS_BiddleAirSystemsLtd_FanCvctrs_Forceflow900-F1:930:789758 | 0 | n/a | n/a | Pset_ElectricalDeviceCommon | n/a | n/a | n/a
HasProtectiveEarth | n/a | 1900-12-31T23:59:59 | Submitted:Submitted for Approval | Component | NBS_BiddleAirSystemsLtd_FanCvctrs_Forceflow900-F1:930:789758 | n/a | n/a | n/a | Pset_ElectricalDeviceCommon | n/a | n/a | n/a
IP_Code | n/a | 1900-12-31T23:59:59 | Submitted:Submitted for Approval | Component | NBS_BiddleAirSystemsLtd_FanCvctrs_Forceflow900-F1:930:789758 | n/a | n/a | n/a | Pset_ElectricalDeviceCommon | n/a | n/a
InsulationStandardClass | n/a | 1900-12-31T23:59:59 | Submitted:Submitted for Approval | Component | NBS_BiddleAirSystemsLtd_FanCvctrs_Forceflow900-F1:930:789758 | Unset | n/a | n/a | Pset_ElectricalDeviceCommon | n/a | n/a
NominalCurrent | n/a | 1900-12-31T23:59:59 | Submitted:Submitted for Approval | Component | NBS_BiddleAirSystemsLtd_FanCvctrs_Forceflow900-F1:930:789758 | 0 | n/a | n/a | Pset_ElectricalDeviceCommon | n/a | n/a | n/a
UsageCurrent | n/a | 1900-12-31T23:59:59 | Submitted:Submitted for Approval | Component | NBS_BiddleAirSystemsLtd_FanCvctrs_Forceflow900-F1:930:789758 | 0 | n/a | n/a | Pset_ElectricalDeviceCommon | n/a | n/a | n/a
NominalVoltage | n/a | 1900-12-31T23:59:59 | Submitted:Submitted for Approval | Component | NBS_BiddleAirSystemsLtd_FanCvctrs_Forceflow900-F1:930:789758 | 22.2967 | n/a | n/a | Pset_ElectricalDeviceCommon | n/a | n/a | n/a
ElectricalDeviceNominalPower | n/a | 1900-12-31T23:59:59 | Submitted:Submitted for Approval | Component | NBS_BiddleAirSystemsLtd_FanCvctrs_Forceflow900-F1:930:789758 | 0 | n/a | n/a | Pset_ElectricalDeviceCommon | n/a | n/a | n/a
PhaseAngle | n/a | 1900-12-31T23:59:59 | Submitted:Submitted for Approval | Component | NBS_BiddleAirSystemsLtd_FanCvctrs_Forceflow900-F1:930:789758 | 0 | n/a | n/a | Pset_ElectricalDeviceCommon | n/a | n/a | n/a
PhaseReference | n/a | 1900-12-31T23:59:59 | Submitted:Submitted for Approval | Component | NBS_BiddleAirSystemsLtd_FanCvctrs_Forceflow900-F1:930:789758 | n/a | n/a | n/a | Pset_ElectricalDeviceCommon | n/a | n/a
ModelReference | n/a | 1900-12-31T23:59:59 | Submitted:Submitted for Approval | Component | NBS_BiddleAirSystemsLtd_FanCvctrs_Forceflow900-F1:930:789758 | Forceflow 900 F1 | n/a | n/a | Pset_ManufacturerTypeInformation | n/a | n/a
Manufacturer | n/a | 1900-12-31T23:59:59 | Submitted:Submitted for Approval | Component | NBS_BiddleAirSystemsLtd_FanCvctrs_Forceflow900-F1:930:789758 | info@biddle-air.co.uk | n/a | n/a | Pset_ManufacturerTypeInformation | n/a | n/a
Reference | n/a | 1900-12-31T23:59:59 | Submitted:Submitted for Approval | Component | NBS_BiddleAirSystemsLtd_FanCvctrs_Forceflow900-F1:930:789758 | 930 | n/a | n/a | Pset_DistributionFlowElementCommon | n/a | n/a
Host | n/a | 1900-12-31T23:59:59 | Submitted:Submitted for Approval | Component | NBS_BiddleAirSystemsLtd_FanCvctrs_Forceflow900-F1:930:789758 | Level : Ground Floor | n/a | n/a | Constraints | n/a | n/a
Level | n/a | 1900-12-31T23:59:59 | Submitted:Submitted for Approval | Component | NBS_BiddleAirSystemsLtd_FanCvctrs_Forceflow900-F1:930:789758 | Level: Ground Floor | n/a | n/a | Constraints | n/a | n/a
Offset | n/a | 1900-12-31T23:59:59 | Submitted:Submitted for Approval | Component | NBS_BiddleAirSystemsLtd_FanCvctrs_Forceflow900-F1:930:789758 | 100 | n/a | n/a | Constraints | n/a | n/a | n/a
LeftHandAssembly | n/a | 1900-12-31T23:59:59 | Submitted:Submitted for Approval | Component | NBS_BiddleAirSystemsLtd_FanCvctrs_Forceflow900-F1:930:789758 | n/a | n/a | n/a | Construction | n/a | n/a | n/a
RightHandAssembly | n/a | 1900-12-31T23:59:59 | Submitted:Submitted for Approval | Component | NBS_BiddleAirSystemsLtd_FanCvctrs_Forceflow900-F1:930:789758 | TRUE | n/a | n/a | Construction | n/a | n/a | n/a
CoilWaterPressureDrop | n/a | 1900-12-31T23:59:59 | Submitted:Submitted for Approval | Component | NBS_BiddleAirSystemsLtd_FanCvctrs_Forceflow900-F1:930:789758 | 1.29 kPa | n/a | n/a | Data | n/a | n/a
FullLoadCurrent | n/a | 1900-12-31T23:59:59 | Submitted:Submitted for Approval | Component | NBS_BiddleAirSystemsLtd_FanCvctrs_Forceflow900-F1:930:789758 | 0.43 A | n/a | n/a | Data | n/a | n/a
LeavingAirTemperature | n/a | 1900-12-31T23:59:59 | Submitted:Submitted for Approval | Component | NBS_BiddleAirSystemsLtd_FanCvctrs_Forceflow900-F1:930:789758 | 66°C | n/a | n/a | Data | n/a | n/a
NoiseLevel | n/a | 1900-12-31T23:59:59 | Submitted:Submitted for Approval | Component | NBS_BiddleAirSystemsLtd_FanCvctrs_Forceflow900-F1:930:789758 | 25 NR | n/a | n/a | Data | n/a | n/a
WaterFlowRate | n/a | 1900-12-31T23:59:59 | Submitted:Submitted for Approval | Component | NBS_BiddleAirSystemsLtd_FanCvctrs_Forceflow900-F1:930:789758 | 0.12 kg/s | n/a | n/a | Data | n/a | n/a
ElectricalConnectorPosition | n/a | 1900-12-31T23:59:59 | Submitted:Submitted for Approval | Component | NBS_BiddleAirSystemsLtd_FanCvctrs_Forceflow900-F1:930:789758 | 96 | n/a | n/a | Dimensions | n/a | n/a | n/a
PipeConnectorPosition | n/a | 1900-12-31T23:59:59 | Submitted:Submitted for Approval | Component | NBS_BiddleAirSystemsLtd_FanCvctrs_Forceflow900-F1:930:789758 | 959 | n/a | n/a | Dimensions | n/a | n/a | n/a
Circuit Number | n/a | 1900-12-31T23:59:59 | Submitted:Submitted for Approval | Component | NBS_BiddleAirSystemsLtd_FanCvctrs_Forceflow900-F1:930:789758 |  | n/a | n/a | Electrical - Loads | n/a | n/a
Panel | n/a | 1900-12-31T23:59:59 | Submitted:Submitted for Approval | Component | NBS_BiddleAirSystemsLtd_FanCvctrs_Forceflow900-F1:930:789758 |  | n/a | n/a | Electrical - Loads | n/a | n/a
DutyAirVolume | n/a | 1900-12-31T23:59:59 | Submitted:Submitted for Approval | Component | NBS_BiddleAirSystemsLtd_FanCvctrs_Forceflow900-F1:930:789758 | 104 L/s | n/a | n/a | Identity Data | n/a | n/a
DutyOutput | n/a | 1900-12-31T23:59:59 | Submitted:Submitted for Approval | Component | NBS_BiddleAirSystemsLtd_FanCvctrs_Forceflow900-F1:930:789758 | 5.75 kW | n/a | n/a | Identity Data | n/a | n/a
Mark | n/a | 1900-12-31T23:59:59 | Submitted:Submitted for Approval | Component | NBS_BiddleAirSystemsLtd_FanCvctrs_Forceflow900-F1:930:789758 | 14 | n/a | n/a | Identity Data | n/a | n/a
FanSpeedHigh | n/a | 1900-12-31T23:59:59 | Submitted:Submitted for Approval | Component | NBS_BiddleAirSystemsLtd_FanCvctrs_Forceflow900-F1:930:789758 | n/a | n/a | n/a | Mechanical | n/a | n/a | n/a
FanSpeedLow | n/a | 1900-12-31T23:59:59 | Submitted:Submitted for Approval | Component | NBS_BiddleAirSystemsLtd_FanCvctrs_Forceflow900-F1:930:789758 | TRUE | n/a | n/a | Mechanical | n/a | n/a | n/a
FanSpeedMedium | n/a | 1900-12-31T23:59:59 | Submitted:Submitted for Approval | Component | NBS_BiddleAirSystemsLtd_FanCvctrs_Forceflow900-F1:930:789758 | n/a | n/a | n/a | Mechanical | n/a | n/a | n/a
System Classification | n/a | 1900-12-31T23:59:59 | Submitted:Submitted for Approval | Component | NBS_BiddleAirSystemsLtd_FanCvctrs_Forceflow900-F1:930:789758 | Power,Hydronic Supply | n/a | n/a | Mechanical | n/a | n/a
System Name | n/a | 1900-12-31T23:59:59 | Submitted:Submitted for Approval | Component | NBS_BiddleAirSystemsLtd_FanCvctrs_Forceflow900-F1:930:789758 |  | n/a | n/a | Mechanical | n/a | n/a
AssetIdentifier | n/a | 1900-12-31T23:59:59 | Submitted:Submitted for Approval | Component | NBS_BiddleAirSystemsLtd_FanCvctrs_Forceflow900-F1:930:789758 | n/a | n/a | n/a | Other | n/a | n/a
BarCode | n/a | 1900-12-31T23:59:59 | Submitted:Submitted for Approval | Component | NBS_BiddleAirSystemsLtd_FanCvctrs_Forceflow900-F1:930:789758 | n/a | n/a | n/a | Other | n/a | n/a
InstallationDate | n/a | 1900-12-31T23:59:59 | Submitted:Submitted for Approval | Component | NBS_BiddleAirSystemsLtd_FanCvctrs_Forceflow900-F1:930:789758 | 12/31/1900 23:59:59 | n/a | n/a | Other | n/a | n/a
SerialNumber | n/a | 1900-12-31T23:59:59 | Submitted:Submitted for Approval | Component | NBS_BiddleAirSystemsLtd_FanCvctrs_Forceflow900-F1:930:789758 | n/a | n/a | n/a | Other | n/a | n/a
TagNumber | n/a | 1900-12-31T23:59:59 | Submitted:Submitted for Approval | Component | NBS_BiddleAirSystemsLtd_FanCvctrs_Forceflow900-F1:930:789758 | n/a | n/a | n/a | Other | n/a | n/a
WarrantyStartDate | n/a | 1900-12-31T23:59:59 | Submitted:Submitted for Approval | Component | NBS_BiddleAirSystemsLtd_FanCvctrs_Forceflow900-F1:930:789758 | 12/31/1900 23:59:59 | n/a | n/a | Other | n/a | n/a
Phase Created | n/a | 1900-12-31T23:59:59 | Submitted:Submitted for Approval | Component | NBS_BiddleAirSystemsLtd_FanCvctrs_Forceflow900-F1:930:789758 | New Construction | n/a | n/a | Phasing | n/a | n/a
AirFlowDirection | n/a | 1900-12-31T23:59:59 | Submitted:Submitted for Approval | Component | NBS_BiddleAirSystemsLtd_FanCvctrs_Forceflow900-F1:930:789758 | TRUE | n/a | n/a | Visibility | n/a | n/a | n/a
ClearanceZone | n/a | 1900-12-31T23:59:59 | Submitted:Submitted for Approval | Component | NBS_BiddleAirSystemsLtd_FanCvctrs_Forceflow900-F1:930:789758 | TRUE | n/a | n/a | Visibility | n/a | n/a | n/a
NominalFrequencyRange | n/a | 1900-12-31T23:59:59 | Submitted:Submitted for Approval | Component | NBS_BiddleAirSystemsLtd_FanCvctrs_Forceflow900-F1:930:789771 | 50 | n/a | n/a | Pset_ElectricalDeviceCommon | n/a | n/a | n/a
NumberOfPoles | n/a | 1900-12-31T23:59:59 | Submitted:Submitted for Approval | Component | NBS_BiddleAirSystemsLtd_FanCvctrs_Forceflow900-F1:930:789771 | 0 | n/a | n/a | Pset_ElectricalDeviceCommon | n/a | n/a | n/a
HasProtectiveEarth | n/a | 1900-12-31T23:59:59 | Submitted:Submitted for Approval | Component | NBS_BiddleAirSystemsLtd_FanCvctrs_Forceflow900-F1:930:789771 | n/a | n/a | n/a | Pset_ElectricalDeviceCommon | n/a | n/a | n/a
IP_Code | n/a | 1900-12-31T23:59:59 | Submitted:Submitted for Approval | Component | NBS_BiddleAirSystemsLtd_FanCvctrs_Forceflow900-F1:930:789771 | n/a | n/a | n/a | Pset_ElectricalDeviceCommon | n/a | n/a
InsulationStandardClass | n/a | 1900-12-31T23:59:59 | Submitted:Submitted for Approval | Component | NBS_BiddleAirSystemsLtd_FanCvctrs_Forceflow900-F1:930:789771 | Unset | n/a | n/a | Pset_ElectricalDeviceCommon | n/a | n/a
NominalCurrent | n/a | 1900-12-31T23:59:59 | Submitted:Submitted for Approval | Component | NBS_BiddleAirSystemsLtd_FanCvctrs_Forceflow900-F1:930:789771 | 0 | n/a | n/a | Pset_ElectricalDeviceCommon | n/a | n/a | n/a
UsageCurrent | n/a | 1900-12-31T23:59:59 | Submitted:Submitted for Approval | Component | NBS_BiddleAirSystemsLtd_FanCvctrs_Forceflow900-F1:930:789771 | 0 | n/a | n/a | Pset_ElectricalDeviceCommon | n/a | n/a | n/a
NominalVoltage | n/a | 1900-12-31T23:59:59 | Submitted:Submitted for Approval | Component | NBS_BiddleAirSystemsLtd_FanCvctrs_Forceflow900-F1:930:789771 | 22.2967 | n/a | n/a | Pset_ElectricalDeviceCommon | n/a | n/a | n/a
ElectricalDeviceNominalPower | n/a | 1900-12-31T23:59:59 | Submitted:Submitted for Approval | Component | NBS_BiddleAirSystemsLtd_FanCvctrs_Forceflow900-F1:930:789771 | 0 | n/a | n/a | Pset_ElectricalDeviceCommon | n/a | n/a | n/a
PhaseAngle | n/a | 1900-12-31T23:59:59 | Submitted:Submitted for Approval | Component | NBS_BiddleAirSystemsLtd_FanCvctrs_Forceflow900-F1:930:789771 | 0 | n/a | n/a | Pset_ElectricalDeviceCommon | n/a | n/a | n/a
PhaseReference | n/a | 1900-12-31T23:59:59 | Submitted:Submitted for Approval | Component | NBS_BiddleAirSystemsLtd_FanCvctrs_Forceflow900-F1:930:789771 | n/a | n/a | n/a | Pset_ElectricalDeviceCommon | n/a | n/a
ModelReference | n/a | 1900-12-31T23:59:59 | Submitted:Submitted for Approval | Component | NBS_BiddleAirSystemsLtd_FanCvctrs_Forceflow900-F1:930:789771 | Forceflow 900 F1 | n/a | n/a | Pset_ManufacturerTypeInformation | n/a | n/a
Manufacturer | n/a | 1900-12-31T23:59:59 | Submitted:Submitted for Approval | Component | NBS_BiddleAirSystemsLtd_FanCvctrs_Forceflow900-F1:930:789771 | info@biddle-air.co.uk | n/a | n/a | Pset_ManufacturerTypeInformation | n/a | n/a
Reference | n/a | 1900-12-31T23:59:59 | Submitted:Submitted for Approval | Component | NBS_BiddleAirSystemsLtd_FanCvctrs_Forceflow900-F1:930:789771 | 930 | n/a | n/a | Pset_DistributionFlowElementCommon | n/a | n/a
Host | n/a | 1900-12-31T23:59:59 | Submitted:Submitted for Approval | Component | NBS_BiddleAirSystemsLtd_FanCvctrs_Forceflow900-F1:930:789771 | Level : Ground Floor | n/a | n/a | Constraints | n/a | n/a
Level | n/a | 1900-12-31T23:59:59 | Submitted:Submitted for Approval | Component | NBS_BiddleAirSystemsLtd_FanCvctrs_Forceflow900-F1:930:789771 | Level: Ground Floor | n/a | n/a | Constraints | n/a | n/a
Offset | n/a | 1900-12-31T23:59:59 | Submitted:Submitted for Approval | Component | NBS_BiddleAirSystemsLtd_FanCvctrs_Forceflow900-F1:930:789771 | 100 | n/a | n/a | Constraints | n/a | n/a | n/a
LeftHandAssembly | n/a | 1900-12-31T23:59:59 | Submitted:Submitted for Approval | Component | NBS_BiddleAirSystemsLtd_FanCvctrs_Forceflow900-F1:930:789771 | n/a | n/a | n/a | Construction | n/a | n/a | n/a
RightHandAssembly | n/a | 1900-12-31T23:59:59 | Submitted:Submitted for Approval | Component | NBS_BiddleAirSystemsLtd_FanCvctrs_Forceflow900-F1:930:789771 | TRUE | n/a | n/a | Construction | n/a | n/a | n/a
CoilWaterPressureDrop | n/a | 1900-12-31T23:59:59 | Submitted:Submitted for Approval | Component | NBS_BiddleAirSystemsLtd_FanCvctrs_Forceflow900-F1:930:789771 | 1.29 kPa | n/a | n/a | Data | n/a | n/a
FullLoadCurrent | n/a | 1900-12-31T23:59:59 | Submitted:Submitted for Approval | Component | NBS_BiddleAirSystemsLtd_FanCvctrs_Forceflow900-F1:930:789771 | 0.43 A | n/a | n/a | Data | n/a | n/a
LeavingAirTemperature | n/a | 1900-12-31T23:59:59 | Submitted:Submitted for Approval | Component | NBS_BiddleAirSystemsLtd_FanCvctrs_Forceflow900-F1:930:789771 | 66°C | n/a | n/a | Data | n/a | n/a
NoiseLevel | n/a | 1900-12-31T23:59:59 | Submitted:Submitted for Approval | Component | NBS_BiddleAirSystemsLtd_FanCvctrs_Forceflow900-F1:930:789771 | 25 NR | n/a | n/a | Data | n/a | n/a
WaterFlowRate | n/a | 1900-12-31T23:59:59 | Submitted:Submitted for Approval | Component | NBS_BiddleAirSystemsLtd_FanCvctrs_Forceflow900-F1:930:789771 | 0.12 kg/s | n/a | n/a | Data | n/a | n/a
ElectricalConnectorPosition | n/a | 1900-12-31T23:59:59 | Submitted:Submitted for Approval | Component | NBS_BiddleAirSystemsLtd_FanCvctrs_Forceflow900-F1:930:789771 | 96 | n/a | n/a | Dimensions | n/a | n/a | n/a
PipeConnectorPosition | n/a | 1900-12-31T23:59:59 | Submitted:Submitted for Approval | Component | NBS_BiddleAirSystemsLtd_FanCvctrs_Forceflow900-F1:930:789771 | 959 | n/a | n/a | Dimensions | n/a | n/a | n/a
Circuit Number | n/a | 1900-12-31T23:59:59 | Submitted:Submitted for Approval | Component | NBS_BiddleAirSystemsLtd_FanCvctrs_Forceflow900-F1:930:789771 |  | n/a | n/a | Electrical - Loads | n/a | n/a
Panel | n/a | 1900-12-31T23:59:59 | Submitted:Submitted for Approval | Component | NBS_BiddleAirSystemsLtd_FanCvctrs_Forceflow900-F1:930:789771 |  | n/a | n/a | Electrical - Loads | n/a | n/a
DutyAirVolume | n/a | 1900-12-31T23:59:59 | Submitted:Submitted for Approval | Component | NBS_BiddleAirSystemsLtd_FanCvctrs_Forceflow900-F1:930:789771 | 104 L/s | n/a | n/a | Identity Data | n/a | n/a
DutyOutput | n/a | 1900-12-31T23:59:59 | Submitted:Submitted for Approval | Component | NBS_BiddleAirSystemsLtd_FanCvctrs_Forceflow900-F1:930:789771 | 5.75 kW | n/a | n/a | Identity Data | n/a | n/a
Mark | n/a | 1900-12-31T23:59:59 | Submitted:Submitted for Approval | Component | NBS_BiddleAirSystemsLtd_FanCvctrs_Forceflow900-F1:930:789771 | 15 | n/a | n/a | Identity Data | n/a | n/a
FanSpeedHigh | n/a | 1900-12-31T23:59:59 | Submitted:Submitted for Approval | Component | NBS_BiddleAirSystemsLtd_FanCvctrs_Forceflow900-F1:930:789771 | n/a | n/a | n/a | Mechanical | n/a | n/a | n/a
FanSpeedLow | n/a | 1900-12-31T23:59:59 | Submitted:Submitted for Approval | Component | NBS_BiddleAirSystemsLtd_FanCvctrs_Forceflow900-F1:930:789771 | TRUE | n/a | n/a | Mechanical | n/a | n/a | n/a
FanSpeedMedium | n/a | 1900-12-31T23:59:59 | Submitted:Submitted for Approval | Component | NBS_BiddleAirSystemsLtd_FanCvctrs_Forceflow900-F1:930:789771 | n/a | n/a | n/a | Mechanical | n/a | n/a | n/a
System Classification | n/a | 1900-12-31T23:59:59 | Submitted:Submitted for Approval | Component | NBS_BiddleAirSystemsLtd_FanCvctrs_Forceflow900-F1:930:789771 | Power,Hydronic Supply | n/a | n/a | Mechanical | n/a | n/a
System Name | n/a | 1900-12-31T23:59:59 | Submitted:Submitted for Approval | Component | NBS_BiddleAirSystemsLtd_FanCvctrs_Forceflow900-F1:930:789771 |  | n/a | n/a | Mechanical | n/a | n/a
AssetIdentifier | n/a | 1900-12-31T23:59:59 | Submitted:Submitted for Approval | Component | NBS_BiddleAirSystemsLtd_FanCvctrs_Forceflow900-F1:930:789771 | n/a | n/a | n/a | Other | n/a | n/a
BarCode | n/a | 1900-12-31T23:59:59 | Submitted:Submitted for Approval | Component | NBS_BiddleAirSystemsLtd_FanCvctrs_Forceflow900-F1:930:789771 | n/a | n/a | n/a | Other | n/a | n/a
InstallationDate | n/a | 1900-12-31T23:59:59 | Submitted:Submitted for Approval | Component | NBS_BiddleAirSystemsLtd_FanCvctrs_Forceflow900-F1:930:789771 | 12/31/1900 23:59:59 | n/a | n/a | Other | n/a | n/a
SerialNumber | n/a | 1900-12-31T23:59:59 | Submitted:Submitted for Approval | Component | NBS_BiddleAirSystemsLtd_FanCvctrs_Forceflow900-F1:930:789771 | n/a | n/a | n/a | Other | n/a | n/a
TagNumber | n/a | 1900-12-31T23:59:59 | Submitted:Submitted for Approval | Component | NBS_BiddleAirSystemsLtd_FanCvctrs_Forceflow900-F1:930:789771 | n/a | n/a | n/a | Other | n/a | n/a
WarrantyStartDate | n/a | 1900-12-31T23:59:59 | Submitted:Submitted for Approval | Component | NBS_BiddleAirSystemsLtd_FanCvctrs_Forceflow900-F1:930:789771 | 12/31/1900 23:59:59 | n/a | n/a | Other | n/a | n/a
Phase Created | n/a | 1900-12-31T23:59:59 | Submitted:Submitted for Approval | Component | NBS_BiddleAirSystemsLtd_FanCvctrs_Forceflow900-F1:930:789771 | New Construction | n/a | n/a | Phasing | n/a | n/a
AirFlowDirection | n/a | 1900-12-31T23:59:59 | Submitted:Submitted for Approval | Component | NBS_BiddleAirSystemsLtd_FanCvctrs_Forceflow900-F1:930:789771 | TRUE | n/a | n/a | Visibility | n/a | n/a | n/a
ClearanceZone | n/a | 1900-12-31T23:59:59 | Submitted:Submitted for Approval | Component | NBS_BiddleAirSystemsLtd_FanCvctrs_Forceflow900-F1:930:789771 | TRUE | n/a | n/a | Visibility | n/a | n/a | n/a
NominalFrequencyRange | n/a | 1900-12-31T23:59:59 | Submitted:Submitted for Approval | Component | NBS_BiddleAirSystemsLtd_FanCvctrs_Forceflow900-F1:930:789780 | 50 | n/a | n/a | Pset_ElectricalDeviceCommon | n/a | n/a | n/a
NumberOfPoles | n/a | 1900-12-31T23:59:59 | Submitted:Submitted for Approval | Component | NBS_BiddleAirSystemsLtd_FanCvctrs_Forceflow900-F1:930:789780 | 0 | n/a | n/a | Pset_ElectricalDeviceCommon | n/a | n/a | n/a
HasProtectiveEarth | n/a | 1900-12-31T23:59:59 | Submitted:Submitted for Approval | Component | NBS_BiddleAirSystemsLtd_FanCvctrs_Forceflow900-F1:930:789780 | n/a | n/a | n/a | Pset_ElectricalDeviceCommon | n/a | n/a | n/a
IP_Code | n/a | 1900-12-31T23:59:59 | Submitted:Submitted for Approval | Component | NBS_BiddleAirSystemsLtd_FanCvctrs_Forceflow900-F1:930:789780 | n/a | n/a | n/a | Pset_ElectricalDeviceCommon | n/a | n/a
InsulationStandardClass | n/a | 1900-12-31T23:59:59 | Submitted:Submitted for Approval | Component | NBS_BiddleAirSystemsLtd_FanCvctrs_Forceflow900-F1:930:789780 | Unset | n/a | n/a | Pset_ElectricalDeviceCommon | n/a | n/a
NominalCurrent | n/a | 1900-12-31T23:59:59 | Submitted:Submitted for Approval | Component | NBS_BiddleAirSystemsLtd_FanCvctrs_Forceflow900-F1:930:789780 | 0 | n/a | n/a | Pset_ElectricalDeviceCommon | n/a | n/a | n/a
UsageCurrent | n/a | 1900-12-31T23:59:59 | Submitted:Submitted for Approval | Component | NBS_BiddleAirSystemsLtd_FanCvctrs_Forceflow900-F1:930:789780 | 0 | n/a | n/a | Pset_ElectricalDeviceCommon | n/a | n/a | n/a
NominalVoltage | n/a | 1900-12-31T23:59:59 | Submitted:Submitted for Approval | Component | NBS_BiddleAirSystemsLtd_FanCvctrs_Forceflow900-F1:930:789780 | 22.2967 | n/a | n/a | Pset_ElectricalDeviceCommon | n/a | n/a | n/a
ElectricalDeviceNominalPower | n/a | 1900-12-31T23:59:59 | Submitted:Submitted for Approval | Component | NBS_BiddleAirSystemsLtd_FanCvctrs_Forceflow900-F1:930:789780 | 0 | n/a | n/a | Pset_ElectricalDeviceCommon | n/a | n/a | n/a
PhaseAngle | n/a | 1900-12-31T23:59:59 | Submitted:Submitted for Approval | Component | NBS_BiddleAirSystemsLtd_FanCvctrs_Forceflow900-F1:930:789780 | 0 | n/a | n/a | Pset_ElectricalDeviceCommon | n/a | n/a | n/a
PhaseReference | n/a | 1900-12-31T23:59:59 | Submitted:Submitted for Approval | Component | NBS_BiddleAirSystemsLtd_FanCvctrs_Forceflow900-F1:930:789780 | n/a | n/a | n/a | Pset_ElectricalDeviceCommon | n/a | n/a
ModelReference | n/a | 1900-12-31T23:59:59 | Submitted:Submitted for Approval | Component | NBS_BiddleAirSystemsLtd_FanCvctrs_Forceflow900-F1:930:789780 | Forceflow 900 F1 | n/a | n/a | Pset_ManufacturerTypeInformation | n/a | n/a
Manufacturer | n/a | 1900-12-31T23:59:59 | Submitted:Submitted for Approval | Component | NBS_BiddleAirSystemsLtd_FanCvctrs_Forceflow900-F1:930:789780 | info@biddle-air.co.uk | n/a | n/a | Pset_ManufacturerTypeInformation | n/a | n/a
Reference | n/a | 1900-12-31T23:59:59 | Submitted:Submitted for Approval | Component | NBS_BiddleAirSystemsLtd_FanCvctrs_Forceflow900-F1:930:789780 | 930 | n/a | n/a | Pset_DistributionFlowElementCommon | n/a | n/a
Host | n/a | 1900-12-31T23:59:59 | Submitted:Submitted for Approval | Component | NBS_BiddleAirSystemsLtd_FanCvctrs_Forceflow900-F1:930:789780 | Level : Ground Floor | n/a | n/a | Constraints | n/a | n/a
Level | n/a | 1900-12-31T23:59:59 | Submitted:Submitted for Approval | Component | NBS_BiddleAirSystemsLtd_FanCvctrs_Forceflow900-F1:930:789780 | Level: Ground Floor | n/a | n/a | Constraints | n/a | n/a
Offset | n/a | 1900-12-31T23:59:59 | Submitted:Submitted for Approval | Component | NBS_BiddleAirSystemsLtd_FanCvctrs_Forceflow900-F1:930:789780 | 100 | n/a | n/a | Constraints | n/a | n/a | n/a
LeftHandAssembly | n/a | 1900-12-31T23:59:59 | Submitted:Submitted for Approval | Component | NBS_BiddleAirSystemsLtd_FanCvctrs_Forceflow900-F1:930:789780 | n/a | n/a | n/a | Construction | n/a | n/a | n/a
RightHandAssembly | n/a | 1900-12-31T23:59:59 | Submitted:Submitted for Approval | Component | NBS_BiddleAirSystemsLtd_FanCvctrs_Forceflow900-F1:930:789780 | TRUE | n/a | n/a | Construction | n/a | n/a | n/a
CoilWaterPressureDrop | n/a | 1900-12-31T23:59:59 | Submitted:Submitted for Approval | Component | NBS_BiddleAirSystemsLtd_FanCvctrs_Forceflow900-F1:930:789780 | 1.29 kPa | n/a | n/a | Data | n/a | n/a
FullLoadCurrent | n/a | 1900-12-31T23:59:59 | Submitted:Submitted for Approval | Component | NBS_BiddleAirSystemsLtd_FanCvctrs_Forceflow900-F1:930:789780 | 0.43 A | n/a | n/a | Data | n/a | n/a
LeavingAirTemperature | n/a | 1900-12-31T23:59:59 | Submitted:Submitted for Approval | Component | NBS_BiddleAirSystemsLtd_FanCvctrs_Forceflow900-F1:930:789780 | 66°C | n/a | n/a | Data | n/a | n/a
NoiseLevel | n/a | 1900-12-31T23:59:59 | Submitted:Submitted for Approval | Component | NBS_BiddleAirSystemsLtd_FanCvctrs_Forceflow900-F1:930:789780 | 25 NR | n/a | n/a | Data | n/a | n/a
WaterFlowRate | n/a | 1900-12-31T23:59:59 | Submitted:Submitted for Approval | Component | NBS_BiddleAirSystemsLtd_FanCvctrs_Forceflow900-F1:930:789780 | 0.12 kg/s | n/a | n/a | Data | n/a | n/a
ElectricalConnectorPosition | n/a | 1900-12-31T23:59:59 | Submitted:Submitted for Approval | Component | NBS_BiddleAirSystemsLtd_FanCvctrs_Forceflow900-F1:930:789780 | 96 | n/a | n/a | Dimensions | n/a | n/a | n/a
PipeConnectorPosition | n/a | 1900-12-31T23:59:59 | Submitted:Submitted for Approval | Component | NBS_BiddleAirSystemsLtd_FanCvctrs_Forceflow900-F1:930:789780 | 959 | n/a | n/a | Dimensions | n/a | n/a | n/a
Circuit Number | n/a | 1900-12-31T23:59:59 | Submitted:Submitted for Approval | Component | NBS_BiddleAirSystemsLtd_FanCvctrs_Forceflow900-F1:930:789780 |  | n/a | n/a | Electrical - Loads | n/a | n/a
Panel | n/a | 1900-12-31T23:59:59 | Submitted:Submitted for Approval | Component | NBS_BiddleAirSystemsLtd_FanCvctrs_Forceflow900-F1:930:789780 |  | n/a | n/a | Electrical - Loads | n/a | n/a
DutyAirVolume | n/a | 1900-12-31T23:59:59 | Submitted:Submitted for Approval | Component | NBS_BiddleAirSystemsLtd_FanCvctrs_Forceflow900-F1:930:789780 | 104 L/s | n/a | n/a | Identity Data | n/a | n/a
DutyOutput | n/a | 1900-12-31T23:59:59 | Submitted:Submitted for Approval | Component | NBS_BiddleAirSystemsLtd_FanCvctrs_Forceflow900-F1:930:789780 | 5.75 kW | n/a | n/a | Identity Data | n/a | n/a
Mark | n/a | 1900-12-31T23:59:59 | Submitted:Submitted for Approval | Component | NBS_BiddleAirSystemsLtd_FanCvctrs_Forceflow900-F1:930:789780 | 16 | n/a | n/a | Identity Data | n/a | n/a
FanSpeedHigh | n/a | 1900-12-31T23:59:59 | Submitted:Submitted for Approval | Component | NBS_BiddleAirSystemsLtd_FanCvctrs_Forceflow900-F1:930:789780 | n/a | n/a | n/a | Mechanical | n/a | n/a | n/a
FanSpeedLow | n/a | 1900-12-31T23:59:59 | Submitted:Submitted for Approval | Component | NBS_BiddleAirSystemsLtd_FanCvctrs_Forceflow900-F1:930:789780 | TRUE | n/a | n/a | Mechanical | n/a | n/a | n/a
FanSpeedMedium | n/a | 1900-12-31T23:59:59 | Submitted:Submitted for Approval | Component | NBS_BiddleAirSystemsLtd_FanCvctrs_Forceflow900-F1:930:789780 | n/a | n/a | n/a | Mechanical | n/a | n/a | n/a
System Classification | n/a | 1900-12-31T23:59:59 | Submitted:Submitted for Approval | Component | NBS_BiddleAirSystemsLtd_FanCvctrs_Forceflow900-F1:930:789780 | Power,Hydronic Supply | n/a | n/a | Mechanical | n/a | n/a
System Name | n/a | 1900-12-31T23:59:59 | Submitted:Submitted for Approval | Component | NBS_BiddleAirSystemsLtd_FanCvctrs_Forceflow900-F1:930:789780 |  | n/a | n/a | Mechanical | n/a | n/a
AssetIdentifier | n/a | 1900-12-31T23:59:59 | Submitted:Submitted for Approval | Component | NBS_BiddleAirSystemsLtd_FanCvctrs_Forceflow900-F1:930:789780 | n/a | n/a | n/a | Other | n/a | n/a
BarCode | n/a | 1900-12-31T23:59:59 | Submitted:Submitted for Approval | Component | NBS_BiddleAirSystemsLtd_FanCvctrs_Forceflow900-F1:930:789780 | n/a | n/a | n/a | Other | n/a | n/a
InstallationDate | n/a | 1900-12-31T23:59:59 | Submitted:Submitted for Approval | Component | NBS_BiddleAirSystemsLtd_FanCvctrs_Forceflow900-F1:930:789780 | 12/31/1900 23:59:59 | n/a | n/a | Other | n/a | n/a
SerialNumber | n/a | 1900-12-31T23:59:59 | Submitted:Submitted for Approval | Component | NBS_BiddleAirSystemsLtd_FanCvctrs_Forceflow900-F1:930:789780 | n/a | n/a | n/a | Other | n/a | n/a
TagNumber | n/a | 1900-12-31T23:59:59 | Submitted:Submitted for Approval | Component | NBS_BiddleAirSystemsLtd_FanCvctrs_Forceflow900-F1:930:789780 | n/a | n/a | n/a | Other | n/a | n/a
WarrantyStartDate | n/a | 1900-12-31T23:59:59 | Submitted:Submitted for Approval | Component | NBS_BiddleAirSystemsLtd_FanCvctrs_Forceflow900-F1:930:789780 | 12/31/1900 23:59:59 | n/a | n/a | Other | n/a | n/a
Phase Created | n/a | 1900-12-31T23:59:59 | Submitted:Submitted for Approval | Component | NBS_BiddleAirSystemsLtd_FanCvctrs_Forceflow900-F1:930:789780 | New Construction | n/a | n/a | Phasing | n/a | n/a
AirFlowDirection | n/a | 1900-12-31T23:59:59 | Submitted:Submitted for Approval | Component | NBS_BiddleAirSystemsLtd_FanCvctrs_Forceflow900-F1:930:789780 | TRUE | n/a | n/a | Visibility | n/a | n/a | n/a
ClearanceZone | n/a | 1900-12-31T23:59:59 | Submitted:Submitted for Approval | Component | NBS_BiddleAirSystemsLtd_FanCvctrs_Forceflow900-F1:930:789780 | TRUE | n/a | n/a | Visibility | n/a | n/a | n/a
NominalFrequencyRange | n/a | 1900-12-31T23:59:59 | Submitted:Submitted for Approval | Component | NBS_BiddleAirSystemsLtd_FanCvctrs_Forceflow900-F1:930:789928 | 50 | n/a | n/a | Pset_ElectricalDeviceCommon | n/a | n/a | n/a
NumberOfPoles | n/a | 1900-12-31T23:59:59 | Submitted:Submitted for Approval | Component | NBS_BiddleAirSystemsLtd_FanCvctrs_Forceflow900-F1:930:789928 | 0 | n/a | n/a | Pset_ElectricalDeviceCommon | n/a | n/a | n/a
HasProtectiveEarth | n/a | 1900-12-31T23:59:59 | Submitted:Submitted for Approval | Component | NBS_BiddleAirSystemsLtd_FanCvctrs_Forceflow900-F1:930:789928 | n/a | n/a | n/a | Pset_ElectricalDeviceCommon | n/a | n/a | n/a
IP_Code | n/a | 1900-12-31T23:59:59 | Submitted:Submitted for Approval | Component | NBS_BiddleAirSystemsLtd_FanCvctrs_Forceflow900-F1:930:789928 | n/a | n/a | n/a | Pset_ElectricalDeviceCommon | n/a | n/a
InsulationStandardClass | n/a | 1900-12-31T23:59:59 | Submitted:Submitted for Approval | Component | NBS_BiddleAirSystemsLtd_FanCvctrs_Forceflow900-F1:930:789928 | Unset | n/a | n/a | Pset_ElectricalDeviceCommon | n/a | n/a
NominalCurrent | n/a | 1900-12-31T23:59:59 | Submitted:Submitted for Approval | Component | NBS_BiddleAirSystemsLtd_FanCvctrs_Forceflow900-F1:930:789928 | 0 | n/a | n/a | Pset_ElectricalDeviceCommon | n/a | n/a | n/a
UsageCurrent | n/a | 1900-12-31T23:59:59 | Submitted:Submitted for Approval | Component | NBS_BiddleAirSystemsLtd_FanCvctrs_Forceflow900-F1:930:789928 | 0 | n/a | n/a | Pset_ElectricalDeviceCommon | n/a | n/a | n/a
NominalVoltage | n/a | 1900-12-31T23:59:59 | Submitted:Submitted for Approval | Component | NBS_BiddleAirSystemsLtd_FanCvctrs_Forceflow900-F1:930:789928 | 22.2967 | n/a | n/a | Pset_ElectricalDeviceCommon | n/a | n/a | n/a
ElectricalDeviceNominalPower | n/a | 1900-12-31T23:59:59 | Submitted:Submitted for Approval | Component | NBS_BiddleAirSystemsLtd_FanCvctrs_Forceflow900-F1:930:789928 | 0 | n/a | n/a | Pset_ElectricalDeviceCommon | n/a | n/a | n/a
PhaseAngle | n/a | 1900-12-31T23:59:59 | Submitted:Submitted for Approval | Component | NBS_BiddleAirSystemsLtd_FanCvctrs_Forceflow900-F1:930:789928 | 0 | n/a | n/a | Pset_ElectricalDeviceCommon | n/a | n/a | n/a
PhaseReference | n/a | 1900-12-31T23:59:59 | Submitted:Submitted for Approval | Component | NBS_BiddleAirSystemsLtd_FanCvctrs_Forceflow900-F1:930:789928 | n/a | n/a | n/a | Pset_ElectricalDeviceCommon | n/a | n/a
ModelReference | n/a | 1900-12-31T23:59:59 | Submitted:Submitted for Approval | Component | NBS_BiddleAirSystemsLtd_FanCvctrs_Forceflow900-F1:930:789928 | Forceflow 900 F1 | n/a | n/a | Pset_ManufacturerTypeInformation | n/a | n/a
Manufacturer | n/a | 1900-12-31T23:59:59 | Submitted:Submitted for Approval | Component | NBS_BiddleAirSystemsLtd_FanCvctrs_Forceflow900-F1:930:789928 | info@biddle-air.co.uk | n/a | n/a | Pset_ManufacturerTypeInformation | n/a | n/a
Reference | n/a | 1900-12-31T23:59:59 | Submitted:Submitted for Approval | Component | NBS_BiddleAirSystemsLtd_FanCvctrs_Forceflow900-F1:930:789928 | 930 | n/a | n/a | Pset_DistributionFlowElementCommon | n/a | n/a
Host | n/a | 1900-12-31T23:59:59 | Submitted:Submitted for Approval | Component | NBS_BiddleAirSystemsLtd_FanCvctrs_Forceflow900-F1:930:789928 | Floor : nbl_Fin_CerTls-CemAdh-PolyethFilmSht | n/a | n/a | Constraints | n/a | n/a
Level | n/a | 1900-12-31T23:59:59 | Submitted:Submitted for Approval | Component | NBS_BiddleAirSystemsLtd_FanCvctrs_Forceflow900-F1:930:789928 | Level: Ground Floor | n/a | n/a | Constraints | n/a | n/a
Offset | n/a | 1900-12-31T23:59:59 | Submitted:Submitted for Approval | Component | NBS_BiddleAirSystemsLtd_FanCvctrs_Forceflow900-F1:930:789928 | 100 | n/a | n/a | Constraints | n/a | n/a | n/a
LeftHandAssembly | n/a | 1900-12-31T23:59:59 | Submitted:Submitted for Approval | Component | NBS_BiddleAirSystemsLtd_FanCvctrs_Forceflow900-F1:930:789928 | n/a | n/a | n/a | Construction | n/a | n/a | n/a
RightHandAssembly | n/a | 1900-12-31T23:59:59 | Submitted:Submitted for Approval | Component | NBS_BiddleAirSystemsLtd_FanCvctrs_Forceflow900-F1:930:789928 | TRUE | n/a | n/a | Construction | n/a | n/a | n/a
CoilWaterPressureDrop | n/a | 1900-12-31T23:59:59 | Submitted:Submitted for Approval | Component | NBS_BiddleAirSystemsLtd_FanCvctrs_Forceflow900-F1:930:789928 | 1.29 kPa | n/a | n/a | Data | n/a | n/a
FullLoadCurrent | n/a | 1900-12-31T23:59:59 | Submitted:Submitted for Approval | Component | NBS_BiddleAirSystemsLtd_FanCvctrs_Forceflow900-F1:930:789928 | 0.43 A | n/a | n/a | Data | n/a | n/a
LeavingAirTemperature | n/a | 1900-12-31T23:59:59 | Submitted:Submitted for Approval | Component | NBS_BiddleAirSystemsLtd_FanCvctrs_Forceflow900-F1:930:789928 | 66°C | n/a | n/a | Data | n/a | n/a
NoiseLevel | n/a | 1900-12-31T23:59:59 | Submitted:Submitted for Approval | Component | NBS_BiddleAirSystemsLtd_FanCvctrs_Forceflow900-F1:930:789928 | 25 NR | n/a | n/a | Data | n/a | n/a
WaterFlowRate | n/a | 1900-12-31T23:59:59 | Submitted:Submitted for Approval | Component | NBS_BiddleAirSystemsLtd_FanCvctrs_Forceflow900-F1:930:789928 | 0.12 kg/s | n/a | n/a | Data | n/a | n/a
ElectricalConnectorPosition | n/a | 1900-12-31T23:59:59 | Submitted:Submitted for Approval | Component | NBS_BiddleAirSystemsLtd_FanCvctrs_Forceflow900-F1:930:789928 | 96 | n/a | n/a | Dimensions | n/a | n/a | n/a
PipeConnectorPosition | n/a | 1900-12-31T23:59:59 | Submitted:Submitted for Approval | Component | NBS_BiddleAirSystemsLtd_FanCvctrs_Forceflow900-F1:930:789928 | 959 | n/a | n/a | Dimensions | n/a | n/a | n/a
Circuit Number | n/a | 1900-12-31T23:59:59 | Submitted:Submitted for Approval | Component | NBS_BiddleAirSystemsLtd_FanCvctrs_Forceflow900-F1:930:789928 |  | n/a | n/a | Electrical - Loads | n/a | n/a
Panel | n/a | 1900-12-31T23:59:59 | Submitted:Submitted for Approval | Component | NBS_BiddleAirSystemsLtd_FanCvctrs_Forceflow900-F1:930:789928 |  | n/a | n/a | Electrical - Loads | n/a | n/a
DutyAirVolume | n/a | 1900-12-31T23:59:59 | Submitted:Submitted for Approval | Component | NBS_BiddleAirSystemsLtd_FanCvctrs_Forceflow900-F1:930:789928 | 104 L/s | n/a | n/a | Identity Data | n/a | n/a
DutyOutput | n/a | 1900-12-31T23:59:59 | Submitted:Submitted for Approval | Component | NBS_BiddleAirSystemsLtd_FanCvctrs_Forceflow900-F1:930:789928 | 5.75 kW | n/a | n/a | Identity Data | n/a | n/a
Mark | n/a | 1900-12-31T23:59:59 | Submitted:Submitted for Approval | Component | NBS_BiddleAirSystemsLtd_FanCvctrs_Forceflow900-F1:930:789928 | 17 | n/a | n/a | Identity Data | n/a | n/a
FanSpeedHigh | n/a | 1900-12-31T23:59:59 | Submitted:Submitted for Approval | Component | NBS_BiddleAirSystemsLtd_FanCvctrs_Forceflow900-F1:930:789928 | n/a | n/a | n/a | Mechanical | n/a | n/a | n/a
FanSpeedLow | n/a | 1900-12-31T23:59:59 | Submitted:Submitted for Approval | Component | NBS_BiddleAirSystemsLtd_FanCvctrs_Forceflow900-F1:930:789928 | TRUE | n/a | n/a | Mechanical | n/a | n/a | n/a
FanSpeedMedium | n/a | 1900-12-31T23:59:59 | Submitted:Submitted for Approval | Component | NBS_BiddleAirSystemsLtd_FanCvctrs_Forceflow900-F1:930:789928 | n/a | n/a | n/a | Mechanical | n/a | n/a | n/a
System Classification | n/a | 1900-12-31T23:59:59 | Submitted:Submitted for Approval | Component | NBS_BiddleAirSystemsLtd_FanCvctrs_Forceflow900-F1:930:789928 | Power,Hydronic Supply | n/a | n/a | Mechanical | n/a | n/a
System Name | n/a | 1900-12-31T23:59:59 | Submitted:Submitted for Approval | Component | NBS_BiddleAirSystemsLtd_FanCvctrs_Forceflow900-F1:930:789928 |  | n/a | n/a | Mechanical | n/a | n/a
AssetIdentifier | n/a | 1900-12-31T23:59:59 | Submitted:Submitted for Approval | Component | NBS_BiddleAirSystemsLtd_FanCvctrs_Forceflow900-F1:930:789928 | n/a | n/a | n/a | Other | n/a | n/a
BarCode | n/a | 1900-12-31T23:59:59 | Submitted:Submitted for Approval | Component | NBS_BiddleAirSystemsLtd_FanCvctrs_Forceflow900-F1:930:789928 | n/a | n/a | n/a | Other | n/a | n/a
InstallationDate | n/a | 1900-12-31T23:59:59 | Submitted:Submitted for Approval | Component | NBS_BiddleAirSystemsLtd_FanCvctrs_Forceflow900-F1:930:789928 | 12/31/1900 23:59:59 | n/a | n/a | Other | n/a | n/a
SerialNumber | n/a | 1900-12-31T23:59:59 | Submitted:Submitted for Approval | Component | NBS_BiddleAirSystemsLtd_FanCvctrs_Forceflow900-F1:930:789928 | n/a | n/a | n/a | Other | n/a | n/a
TagNumber | n/a | 1900-12-31T23:59:59 | Submitted:Submitted for Approval | Component | NBS_BiddleAirSystemsLtd_FanCvctrs_Forceflow900-F1:930:789928 | n/a | n/a | n/a | Other | n/a | n/a
WarrantyStartDate | n/a | 1900-12-31T23:59:59 | Submitted:Submitted for Approval | Component | NBS_BiddleAirSystemsLtd_FanCvctrs_Forceflow900-F1:930:789928 | 12/31/1900 23:59:59 | n/a | n/a | Other | n/a | n/a
Phase Created | n/a | 1900-12-31T23:59:59 | Submitted:Submitted for Approval | Component | NBS_BiddleAirSystemsLtd_FanCvctrs_Forceflow900-F1:930:789928 | New Construction | n/a | n/a | Phasing | n/a | n/a
AirFlowDirection | n/a | 1900-12-31T23:59:59 | Submitted:Submitted for Approval | Component | NBS_BiddleAirSystemsLtd_FanCvctrs_Forceflow900-F1:930:789928 | TRUE | n/a | n/a | Visibility | n/a | n/a | n/a
ClearanceZone | n/a | 1900-12-31T23:59:59 | Submitted:Submitted for Approval | Component | NBS_BiddleAirSystemsLtd_FanCvctrs_Forceflow900-F1:930:789928 | TRUE | n/a | n/a | Visibility | n/a | n/a | n/a
NominalFrequencyRange | n/a | 1900-12-31T23:59:59 | Submitted:Submitted for Approval | Component | NBS_BiddleAirSystemsLtd_FanCvctrs_Forceflow900-F1:930:790110 | 50 | n/a | n/a | Pset_ElectricalDeviceCommon | n/a | n/a | n/a
NumberOfPoles | n/a | 1900-12-31T23:59:59 | Submitted:Submitted for Approval | Component | NBS_BiddleAirSystemsLtd_FanCvctrs_Forceflow900-F1:930:790110 | 0 | n/a | n/a | Pset_ElectricalDeviceCommon | n/a | n/a | n/a
HasProtectiveEarth | n/a | 1900-12-31T23:59:59 | Submitted:Submitted for Approval | Component | NBS_BiddleAirSystemsLtd_FanCvctrs_Forceflow900-F1:930:790110 | n/a | n/a | n/a | Pset_ElectricalDeviceCommon | n/a | n/a | n/a
IP_Code | n/a | 1900-12-31T23:59:59 | Submitted:Submitted for Approval | Component | NBS_BiddleAirSystemsLtd_FanCvctrs_Forceflow900-F1:930:790110 | n/a | n/a | n/a | Pset_ElectricalDeviceCommon | n/a | n/a
InsulationStandardClass | n/a | 1900-12-31T23:59:59 | Submitted:Submitted for Approval | Component | NBS_BiddleAirSystemsLtd_FanCvctrs_Forceflow900-F1:930:790110 | Unset | n/a | n/a | Pset_ElectricalDeviceCommon | n/a | n/a
NominalCurrent | n/a | 1900-12-31T23:59:59 | Submitted:Submitted for Approval | Component | NBS_BiddleAirSystemsLtd_FanCvctrs_Forceflow900-F1:930:790110 | 0 | n/a | n/a | Pset_ElectricalDeviceCommon | n/a | n/a | n/a
UsageCurrent | n/a | 1900-12-31T23:59:59 | Submitted:Submitted for Approval | Component | NBS_BiddleAirSystemsLtd_FanCvctrs_Forceflow900-F1:930:790110 | 0 | n/a | n/a | Pset_ElectricalDeviceCommon | n/a | n/a | n/a
NominalVoltage | n/a | 1900-12-31T23:59:59 | Submitted:Submitted for Approval | Component | NBS_BiddleAirSystemsLtd_FanCvctrs_Forceflow900-F1:930:790110 | 22.2967 | n/a | n/a | Pset_ElectricalDeviceCommon | n/a | n/a | n/a
ElectricalDeviceNominalPower | n/a | 1900-12-31T23:59:59 | Submitted:Submitted for Approval | Component | NBS_BiddleAirSystemsLtd_FanCvctrs_Forceflow900-F1:930:790110 | 0 | n/a | n/a | Pset_ElectricalDeviceCommon | n/a | n/a | n/a
PhaseAngle | n/a | 1900-12-31T23:59:59 | Submitted:Submitted for Approval | Component | NBS_BiddleAirSystemsLtd_FanCvctrs_Forceflow900-F1:930:790110 | 0 | n/a | n/a | Pset_ElectricalDeviceCommon | n/a | n/a | n/a
PhaseReference | n/a | 1900-12-31T23:59:59 | Submitted:Submitted for Approval | Component | NBS_BiddleAirSystemsLtd_FanCvctrs_Forceflow900-F1:930:790110 | n/a | n/a | n/a | Pset_ElectricalDeviceCommon | n/a | n/a
ModelReference | n/a | 1900-12-31T23:59:59 | Submitted:Submitted for Approval | Component | NBS_BiddleAirSystemsLtd_FanCvctrs_Forceflow900-F1:930:790110 | Forceflow 900 F1 | n/a | n/a | Pset_ManufacturerTypeInformation | n/a | n/a
Manufacturer | n/a | 1900-12-31T23:59:59 | Submitted:Submitted for Approval | Component | NBS_BiddleAirSystemsLtd_FanCvctrs_Forceflow900-F1:930:790110 | info@biddle-air.co.uk | n/a | n/a | Pset_ManufacturerTypeInformation | n/a | n/a
Reference | n/a | 1900-12-31T23:59:59 | Submitted:Submitted for Approval | Component | NBS_BiddleAirSystemsLtd_FanCvctrs_Forceflow900-F1:930:790110 | 930 | n/a | n/a | Pset_DistributionFlowElementCommon | n/a | n/a
Host | n/a | 1900-12-31T23:59:59 | Submitted:Submitted for Approval | Component | NBS_BiddleAirSystemsLtd_FanCvctrs_Forceflow900-F1:930:790110 | Floor : nbl_Fin_CerTls-CemAdh-PolyethFilmSht | n/a | n/a | Constraints | n/a | n/a
Level | n/a | 1900-12-31T23:59:59 | Submitted:Submitted for Approval | Component | NBS_BiddleAirSystemsLtd_FanCvctrs_Forceflow900-F1:930:790110 | Level: Ground Floor | n/a | n/a | Constraints | n/a | n/a
Offset | n/a | 1900-12-31T23:59:59 | Submitted:Submitted for Approval | Component | NBS_BiddleAirSystemsLtd_FanCvctrs_Forceflow900-F1:930:790110 | 100 | n/a | n/a | Constraints | n/a | n/a | n/a
LeftHandAssembly | n/a | 1900-12-31T23:59:59 | Submitted:Submitted for Approval | Component | NBS_BiddleAirSystemsLtd_FanCvctrs_Forceflow900-F1:930:790110 | n/a | n/a | n/a | Construction | n/a | n/a | n/a
RightHandAssembly | n/a | 1900-12-31T23:59:59 | Submitted:Submitted for Approval | Component | NBS_BiddleAirSystemsLtd_FanCvctrs_Forceflow900-F1:930:790110 | TRUE | n/a | n/a | Construction | n/a | n/a | n/a
CoilWaterPressureDrop | n/a | 1900-12-31T23:59:59 | Submitted:Submitted for Approval | Component | NBS_BiddleAirSystemsLtd_FanCvctrs_Forceflow900-F1:930:790110 | 1.29 kPa | n/a | n/a | Data | n/a | n/a
FullLoadCurrent | n/a | 1900-12-31T23:59:59 | Submitted:Submitted for Approval | Component | NBS_BiddleAirSystemsLtd_FanCvctrs_Forceflow900-F1:930:790110 | 0.43 A | n/a | n/a | Data | n/a | n/a
LeavingAirTemperature | n/a | 1900-12-31T23:59:59 | Submitted:Submitted for Approval | Component | NBS_BiddleAirSystemsLtd_FanCvctrs_Forceflow900-F1:930:790110 | 66°C | n/a | n/a | Data | n/a | n/a
NoiseLevel | n/a | 1900-12-31T23:59:59 | Submitted:Submitted for Approval | Component | NBS_BiddleAirSystemsLtd_FanCvctrs_Forceflow900-F1:930:790110 | 25 NR | n/a | n/a | Data | n/a | n/a
WaterFlowRate | n/a | 1900-12-31T23:59:59 | Submitted:Submitted for Approval | Component | NBS_BiddleAirSystemsLtd_FanCvctrs_Forceflow900-F1:930:790110 | 0.12 kg/s | n/a | n/a | Data | n/a | n/a
ElectricalConnectorPosition | n/a | 1900-12-31T23:59:59 | Submitted:Submitted for Approval | Component | NBS_BiddleAirSystemsLtd_FanCvctrs_Forceflow900-F1:930:790110 | 96 | n/a | n/a | Dimensions | n/a | n/a | n/a
PipeConnectorPosition | n/a | 1900-12-31T23:59:59 | Submitted:Submitted for Approval | Component | NBS_BiddleAirSystemsLtd_FanCvctrs_Forceflow900-F1:930:790110 | 959 | n/a | n/a | Dimensions | n/a | n/a | n/a
Circuit Number | n/a | 1900-12-31T23:59:59 | Submitted:Submitted for Approval | Component | NBS_BiddleAirSystemsLtd_FanCvctrs_Forceflow900-F1:930:790110 |  | n/a | n/a | Electrical - Loads | n/a | n/a
Panel | n/a | 1900-12-31T23:59:59 | Submitted:Submitted for Approval | Component | NBS_BiddleAirSystemsLtd_FanCvctrs_Forceflow900-F1:930:790110 |  | n/a | n/a | Electrical - Loads | n/a | n/a
DutyAirVolume | n/a | 1900-12-31T23:59:59 | Submitted:Submitted for Approval | Component | NBS_BiddleAirSystemsLtd_FanCvctrs_Forceflow900-F1:930:790110 | 104 L/s | n/a | n/a | Identity Data | n/a | n/a
DutyOutput | n/a | 1900-12-31T23:59:59 | Submitted:Submitted for Approval | Component | NBS_BiddleAirSystemsLtd_FanCvctrs_Forceflow900-F1:930:790110 | 5.75 kW | n/a | n/a | Identity Data | n/a | n/a
Mark | n/a | 1900-12-31T23:59:59 | Submitted:Submitted for Approval | Component | NBS_BiddleAirSystemsLtd_FanCvctrs_Forceflow900-F1:930:790110 | 18 | n/a | n/a | Identity Data | n/a | n/a
FanSpeedHigh | n/a | 1900-12-31T23:59:59 | Submitted:Submitted for Approval | Component | NBS_BiddleAirSystemsLtd_FanCvctrs_Forceflow900-F1:930:790110 | n/a | n/a | n/a | Mechanical | n/a | n/a | n/a
FanSpeedLow | n/a | 1900-12-31T23:59:59 | Submitted:Submitted for Approval | Component | NBS_BiddleAirSystemsLtd_FanCvctrs_Forceflow900-F1:930:790110 | TRUE | n/a | n/a | Mechanical | n/a | n/a | n/a
FanSpeedMedium | n/a | 1900-12-31T23:59:59 | Submitted:Submitted for Approval | Component | NBS_BiddleAirSystemsLtd_FanCvctrs_Forceflow900-F1:930:790110 | n/a | n/a | n/a | Mechanical | n/a | n/a | n/a
System Classification | n/a | 1900-12-31T23:59:59 | Submitted:Submitted for Approval | Component | NBS_BiddleAirSystemsLtd_FanCvctrs_Forceflow900-F1:930:790110 | Power,Hydronic Supply | n/a | n/a | Mechanical | n/a | n/a
System Name | n/a | 1900-12-31T23:59:59 | Submitted:Submitted for Approval | Component | NBS_BiddleAirSystemsLtd_FanCvctrs_Forceflow900-F1:930:790110 |  | n/a | n/a | Mechanical | n/a | n/a
AssetIdentifier | n/a | 1900-12-31T23:59:59 | Submitted:Submitted for Approval | Component | NBS_BiddleAirSystemsLtd_FanCvctrs_Forceflow900-F1:930:790110 | n/a | n/a | n/a | Other | n/a | n/a
BarCode | n/a | 1900-12-31T23:59:59 | Submitted:Submitted for Approval | Component | NBS_BiddleAirSystemsLtd_FanCvctrs_Forceflow900-F1:930:790110 | n/a | n/a | n/a | Other | n/a | n/a
InstallationDate | n/a | 1900-12-31T23:59:59 | Submitted:Submitted for Approval | Component | NBS_BiddleAirSystemsLtd_FanCvctrs_Forceflow900-F1:930:790110 | 12/31/1900 23:59:59 | n/a | n/a | Other | n/a | n/a
SerialNumber | n/a | 1900-12-31T23:59:59 | Submitted:Submitted for Approval | Component | NBS_BiddleAirSystemsLtd_FanCvctrs_Forceflow900-F1:930:790110 | n/a | n/a | n/a | Other | n/a | n/a
TagNumber | n/a | 1900-12-31T23:59:59 | Submitted:Submitted for Approval | Component | NBS_BiddleAirSystemsLtd_FanCvctrs_Forceflow900-F1:930:790110 | n/a | n/a | n/a | Other | n/a | n/a
WarrantyStartDate | n/a | 1900-12-31T23:59:59 | Submitted:Submitted for Approval | Component | NBS_BiddleAirSystemsLtd_FanCvctrs_Forceflow900-F1:930:790110 | 12/31/1900 23:59:59 | n/a | n/a | Other | n/a | n/a
Phase Created | n/a | 1900-12-31T23:59:59 | Submitted:Submitted for Approval | Component | NBS_BiddleAirSystemsLtd_FanCvctrs_Forceflow900-F1:930:790110 | New Construction | n/a | n/a | Phasing | n/a | n/a
AirFlowDirection | n/a | 1900-12-31T23:59:59 | Submitted:Submitted for Approval | Component | NBS_BiddleAirSystemsLtd_FanCvctrs_Forceflow900-F1:930:790110 | TRUE | n/a | n/a | Visibility | n/a | n/a | n/a
ClearanceZone | n/a | 1900-12-31T23:59:59 | Submitted:Submitted for Approval | Component | NBS_BiddleAirSystemsLtd_FanCvctrs_Forceflow900-F1:930:790110 | TRUE | n/a | n/a | Visibility | n/a | n/a | n/a
NominalVoltageCalc | n/a | 1900-12-31T23:59:59 | Submitted:Submitted for Approval | Type | 4589 | 0 | n/a | n/a | Constraints | n/a | n/a | n/a
BallastsCELMAEnergyEfficiencyIndex | n/a | 1900-12-31T23:59:59 | Submitted:Submitted for Approval | Type | 4589 | DALI dimmable control gear with ActiLume | n/a | n/a | Data | n/a | n/a
ControlGearPosition | n/a | 1900-12-31T23:59:59 | Submitted:Submitted for Approval | Type | 4589 | n/a | n/a | n/a | Data | n/a | n/a
InternalFuse | n/a | 1900-12-31T23:59:59 | Submitted:Submitted for Approval | Type | 4589 | Not required | n/a | n/a | Data | n/a | n/a
LampColourRenderingIndex | n/a | 1900-12-31T23:59:59 | Submitted:Submitted for Approval | Type | 4589 | 80 Ra | n/a | n/a | Data | n/a | n/a
LampRating | n/a | 1900-12-31T23:59:59 | Submitted:Submitted for Approval | Type | 4589 | 49 W | n/a | n/a | Data | n/a | n/a
LampType | n/a | 1900-12-31T23:59:59 | Submitted:Submitted for Approval | Type | 4589 | DS | n/a | n/a | Data | n/a | n/a
LightSource | n/a | 1900-12-31T23:59:59 | Submitted:Submitted for Approval | Type | 4589 | LED | n/a | n/a | Data | n/a | n/a
LuminairePowerFactor | n/a | 1900-12-31T23:59:59 | Submitted:Submitted for Approval | Type | 4589 | n/a | n/a | n/a | Data | n/a | n/a
LuminaireType | n/a | 1900-12-31T23:59:59 | Submitted:Submitted for Approval | Type | 4589 | Free standing luminaire with painted, extruded aluminium lateral profiles and die-cast aluminium end caps | n/a | n/a | Data | n/a | n/a
Optic | n/a | 1900-12-31T23:59:59 | Submitted:Submitted for Approval | Type | 4589 | General lighting | n/a | n/a | Data | n/a | n/a
PhotometricPerformance | n/a | 1900-12-31T23:59:59 | Submitted:Submitted for Approval | Type | 4589 | n/a | n/a | n/a | Data | n/a | n/a
SupplyCircuitConductorConnections | n/a | 1900-12-31T23:59:59 | Submitted:Submitted for Approval | Type | 4589 | n/a | n/a | n/a | Data | n/a | n/a
Height | n/a | 1900-12-31T23:59:59 | Submitted:Submitted for Approval | Type | 4589 | 1900 | n/a | n/a | Dimensions | n/a | n/a | n/a
Length | n/a | 1900-12-31T23:59:59 | Submitted:Submitted for Approval | Type | 4589 | 682 | n/a | n/a | Dimensions | n/a | n/a | n/a
Width | n/a | 1900-12-31T23:59:59 | Submitted:Submitted for Approval | Type | 4589 | 350 | n/a | n/a | Dimensions | n/a | n/a | n/a
Lamp | n/a | 1900-12-31T23:59:59 | Submitted:Submitted for Approval | Type | 4589 |  | n/a | n/a | Electrical | n/a | n/a
Wattage Comments | n/a | 1900-12-31T23:59:59 | Submitted:Submitted for Approval | Type | 4589 |  | n/a | n/a | Electrical | n/a | n/a
Apparent Load | n/a | 1900-12-31T23:59:59 | Submitted:Submitted for Approval | Type | 4589 | 0 | n/a | n/a | Electrical - Loads | n/a | n/a | n/a
ManufacturerURL | n/a | 1900-12-31T23:59:59 | Submitted:Submitted for Approval | Type | 4589 | www.iguzzini.co.uk | n/a | n/a | General | n/a | n/a
NBSCertification | n/a | 1900-12-31T23:59:59 | Submitted:Submitted for Approval | Type | 4589 |  | n/a | n/a | General | n/a | n/a
NBSNote | n/a | 1900-12-31T23:59:59 | Submitted:Submitted for Approval | Type | 4589 | n/a | n/a | n/a | General | n/a | n/a
NBSOfficeMasterTag | n/a | 1900-12-31T23:59:59 | Submitted:Submitted for Approval | Type | 4589 | n/a | n/a | n/a | General | n/a | n/a
NBSTypeID | n/a | 1900-12-31T23:59:59 | Submitted:Submitted for Approval | Type | 4589 | n/a | n/a | n/a | General | n/a | n/a
ProductInformation | n/a | 1900-12-31T23:59:59 | Submitted:Submitted for Approval | Type | 4589 | http://products.iguzzini.com/iplan_led_floor_lamp | n/a | n/a | General | n/a | n/a
Revision | n/a | 1900-12-31T23:59:59 | Submitted:Submitted for Approval | Type | 4589 | n/a | n/a | n/a | General | n/a | n/a
Uniclass2 | n/a | 1900-12-31T23:59:59 | Submitted:Submitted for Approval | Type | 4589 | 45-65-49/434 | n/a | n/a | General | n/a | n/a
Assembly Code | n/a | 1900-12-31T23:59:59 | Submitted:Submitted for Approval | Type | 4589 |  | n/a | n/a | Identity Data | n/a | n/a
Assembly Description | n/a | 1900-12-31T23:59:59 | Submitted:Submitted for Approval | Type | 4589 |  | n/a | n/a | Identity Data | n/a | n/a
Author | n/a | 1900-12-31T23:59:59 | Submitted:Submitted for Approval | Type | 4589 | NBS | n/a | n/a | Identity Data | n/a | n/a
BIMObjectName | n/a | 1900-12-31T23:59:59 | Submitted:Submitted for Approval | Type | 4589 | NBS_iGuzziniIlluminazioneUKLtd_GeneralPurposeLuminaries_iPlanLEDFloorLamp_4589 | n/a | n/a | Identity Data | n/a | n/a
Description | n/a | 1900-12-31T23:59:59 | Submitted:Submitted for Approval | Type | 4589 |  | n/a | n/a | Identity Data | n/a | n/a
Manufacturer | n/a | 1900-12-31T23:59:59 | Submitted:Submitted for Approval | Type | 4589 | iGuzzini Illuminazione (UK) Ltd | n/a | n/a | Identity Data | n/a | n/a
ModelReference | n/a | 1900-12-31T23:59:59 | Submitted:Submitted for Approval | Type | 4589 | iPlan LED Floor Lamp | n/a | n/a | Identity Data | n/a | n/a
NBSDescription | n/a | 1900-12-31T23:59:59 | Submitted:Submitted for Approval | Type | 4589 | General purpose luminaires | n/a | n/a | Identity Data | n/a | n/a
NBSReference | n/a | 1900-12-31T23:59:59 | Submitted:Submitted for Approval | Type | 4589 | 90-60-50/405 | n/a | n/a | Identity Data | n/a | n/a
OmniClass Number | n/a | 1900-12-31T23:59:59 | Submitted:Submitted for Approval | Type | 4589 |  | n/a | n/a | Identity Data | n/a | n/a
OmniClass Title | n/a | 1900-12-31T23:59:59 | Submitted:Submitted for Approval | Type | 4589 |  | n/a | n/a | Identity Data | n/a | n/a
Type Comments | n/a | 1900-12-31T23:59:59 | Submitted:Submitted for Approval | Type | 4589 | Rectangular free standing direct/indirect light emission LED fitting. | n/a | n/a | Identity Data | n/a | n/a
URL | n/a | 1900-12-31T23:59:59 | Submitted:Submitted for Approval | Type | 4589 |  | n/a | n/a | Identity Data | n/a | n/a
Version | n/a | 1900-12-31T23:59:59 | Submitted:Submitted for Approval | Type | 4589 | 1 | n/a | n/a | Identity Data | n/a | n/a
DiffuserMaterial | n/a | 1900-12-31T23:59:59 | Submitted:Submitted for Approval | Type | 4589 | NBS_Glass | n/a | n/a | Materials and Finishes | n/a | n/a
LightFixtureMaterial | n/a | 1900-12-31T23:59:59 | Submitted:Submitted for Approval | Type | 4589 | NBS_Concept | n/a | n/a | Materials and Finishes | n/a | n/a
AccessibilityPerformance | n/a | 1900-12-31T23:59:59 | Submitted:Submitted for Approval | Type | 4589 | n/a | n/a | n/a | Other | n/a | n/a
AssetIdentifier | n/a | 1900-12-31T23:59:59 | Submitted:Submitted for Approval | Type | 4589 | n/a | n/a | n/a | Other | n/a | n/a
AssetType | n/a | 1900-12-31T23:59:59 | Submitted:Submitted for Approval | Type | 4589 | Movable | n/a | n/a | Other | n/a | n/a
BarCode | n/a | 1900-12-31T23:59:59 | Submitted:Submitted for Approval | Type | 4589 | n/a | n/a | n/a | Other | n/a | n/a
Category | n/a | 1900-12-31T23:59:59 | Submitted:Submitted for Approval | Type | 4589 | n/a | n/a | n/a | Other | n/a | n/a
CodePerformance | n/a | 1900-12-31T23:59:59 | Submitted:Submitted for Approval | Type | 4589 | n/a | n/a | n/a | Other | n/a | n/a
Color | n/a | 1900-12-31T23:59:59 | Submitted:Submitted for Approval | Type | 4589 | n/a | n/a | n/a | Other | n/a | n/a
Constituents | n/a | 1900-12-31T23:59:59 | Submitted:Submitted for Approval | Type | 4589 | n/a | n/a | n/a | Other | n/a | n/a
DurationUnit | n/a | 1900-12-31T23:59:59 | Submitted:Submitted for Approval | Type | 4589 | year | n/a | n/a | Other | n/a | n/a
ExpectedLife | n/a | 1900-12-31T23:59:59 | Submitted:Submitted for Approval | Type | 4589 | n/a | n/a | n/a | Other | n/a | n/a
Features | n/a | 1900-12-31T23:59:59 | Submitted:Submitted for Approval | Type | 4589 | n/a | n/a | n/a | Other | n/a | n/a
Finish | n/a | 1900-12-31T23:59:59 | Submitted:Submitted for Approval | Type | 4589 | n/a | n/a | n/a | Other | n/a | n/a
Grade | n/a | 1900-12-31T23:59:59 | Submitted:Submitted for Approval | Type | 4589 | n/a | n/a | n/a | Other | n/a | n/a
HasProtectiveEarth | n/a | 1900-12-31T23:59:59 | Submitted:Submitted for Approval | Type | 4589 | TRUE | n/a | n/a | Other | n/a | n/a | n/a
InstallationDate | n/a | 1900-12-31T23:59:59 | Submitted:Submitted for Approval | Type | 4589 | 12/31/1900 23:59:59 | n/a | n/a | Other | n/a | n/a
InsulationStandardClass | n/a | 1900-12-31T23:59:59 | Submitted:Submitted for Approval | Type | 4589 | ClassIAppliance | n/a | n/a | Other | n/a | n/a
IP_Code | n/a | 1900-12-31T23:59:59 | Submitted:Submitted for Approval | Type | 4589 | IP20 | n/a | n/a | Other | n/a | n/a
Material | n/a | 1900-12-31T23:59:59 | Submitted:Submitted for Approval | Type | 4589 | Aluminium | n/a | n/a | Other | n/a | n/a
ModelNumber | n/a | 1900-12-31T23:59:59 | Submitted:Submitted for Approval | Type | 4589 | 4589 | n/a | n/a | Other | n/a | n/a
Name | n/a | 1900-12-31T23:59:59 | Submitted:Submitted for Approval | Type | 4589 | Lighting | n/a | n/a | Other | n/a | n/a
NominalHeight | n/a | 1900-12-31T23:59:59 | Submitted:Submitted for Approval | Type | 4589 | 1900 | n/a | n/a | Other | n/a | n/a | n/a
NominalLength | n/a | 1900-12-31T23:59:59 | Submitted:Submitted for Approval | Type | 4589 | 682 | n/a | n/a | Other | n/a | n/a | n/a
NominalWidth | n/a | 1900-12-31T23:59:59 | Submitted:Submitted for Approval | Type | 4589 | 350 | n/a | n/a | Other | n/a | n/a | n/a
NumberOfPoles | n/a | 1900-12-31T23:59:59 | Submitted:Submitted for Approval | Type | 4589 | 0 | n/a | n/a | Other | n/a | n/a | n/a
PhaseAngle | n/a | 1900-12-31T23:59:59 | Submitted:Submitted for Approval | Type | 4589 | 0 | n/a | n/a | Other | n/a | n/a | n/a
PhaseReference | n/a | 1900-12-31T23:59:59 | Submitted:Submitted for Approval | Type | 4589 | n/a | n/a | n/a | Other | n/a | n/a
ReplacementCost | n/a | 1900-12-31T23:59:59 | Submitted:Submitted for Approval | Type | 4589 | n/a | n/a | n/a | Other | n/a | n/a
SerialNumber | n/a | 1900-12-31T23:59:59 | Submitted:Submitted for Approval | Type | 4589 | n/a | n/a | n/a | Other | n/a | n/a
Shape | n/a | 1900-12-31T23:59:59 | Submitted:Submitted for Approval | Type | 4589 | Rectangular | n/a | n/a | Other | n/a | n/a
Size | n/a | 1900-12-31T23:59:59 | Submitted:Submitted for Approval | Type | 4589 | 682 x 350 x 1900 mm | n/a | n/a | Other | n/a | n/a
SustainabilityPerformance | n/a | 1900-12-31T23:59:59 | Submitted:Submitted for Approval | Type | 4589 | n/a | n/a | n/a | Other | n/a | n/a
TagNumber | n/a | 1900-12-31T23:59:59 | Submitted:Submitted for Approval | Type | 4589 | n/a | n/a | n/a | Other | n/a | n/a
WarrantyDescription | n/a | 1900-12-31T23:59:59 | Submitted:Submitted for Approval | Type | 4589 | n/a | n/a | n/a | Other | n/a | n/a
WarrantyDurationLabor | n/a | 1900-12-31T23:59:59 | Submitted:Submitted for Approval | Type | 4589 | n/a | n/a | n/a | Other | n/a | n/a
WarrantyDurationParts | n/a | 1900-12-31T23:59:59 | Submitted:Submitted for Approval | Type | 4589 | n/a | n/a | n/a | Other | n/a | n/a
WarrantyDurationUnit | n/a | 1900-12-31T23:59:59 | Submitted:Submitted for Approval | Type | 4589 | n/a | n/a | n/a | Other | n/a | n/a
WarrantyGuarantorLabor | n/a | 1900-12-31T23:59:59 | Submitted:Submitted for Approval | Type | 4589 | n/a | n/a | n/a | Other | n/a | n/a
WarrantyGuarantorParts | n/a | 1900-12-31T23:59:59 | Submitted:Submitted for Approval | Type | 4589 | n/a | n/a | n/a | Other | n/a | n/a
WarrantyStartDate | n/a | 1900-12-31T23:59:59 | Submitted:Submitted for Approval | Type | 4589 | 12/31/1900 23:59:59 | n/a | n/a | Other | n/a | n/a
Color Filter | n/a | 1900-12-31T23:59:59 | Submitted:Submitted for Approval | Type | 4589 | 16777215 | n/a | n/a | Photometrics | n/a | n/a | n/a
Dimming Lamp Color Temperature Shift | n/a | 1900-12-31T23:59:59 | Submitted:Submitted for Approval | Type | 4589 | <None> | n/a | n/a | Photometrics | n/a | n/a
Emit from Rectangle Length | n/a | 1900-12-31T23:59:59 | Submitted:Submitted for Approval | Type | 4589 | 608 | n/a | n/a | Photometrics | n/a | n/a | n/a
Emit from Rectangle Width | n/a | 1900-12-31T23:59:59 | Submitted:Submitted for Approval | Type | 4589 | 318 | n/a | n/a | Photometrics | n/a | n/a | n/a
Emit Shape Visible in Rendering | n/a | 1900-12-31T23:59:59 | Submitted:Submitted for Approval | Type | 4589 | TRUE | n/a | n/a | Photometrics | n/a | n/a | n/a
Initial Color | n/a | 1900-12-31T23:59:59 | Submitted:Submitted for Approval | Type | 4589 | 0 | n/a | n/a | Photometrics | n/a | n/a | n/a
Initial Intensity | n/a | 1900-12-31T23:59:59 | Submitted:Submitted for Approval | Type | 4589 | 0 | n/a | n/a | Photometrics | n/a | n/a | n/a
Light Loss Factor | n/a | 1900-12-31T23:59:59 | Submitted:Submitted for Approval | Type | 4589 | 0 | n/a | n/a | Photometrics | n/a | n/a | n/a
Light Source Definition (family) | n/a | 1900-12-31T23:59:59 | Submitted:Submitted for Approval | Type | 4589 | Rectangle+Photometric Web | n/a | n/a | Photometrics | n/a | n/a
Photometric Web File | n/a | 1900-12-31T23:59:59 | Submitted:Submitted for Approval | Type | 4589 | NBS_iGuzziniIlluminazioneUKLtd_GnrlPrpseLmnrs_iPlanLEDFloorLamp_4589.ies | n/a | n/a | Photometrics | n/a | n/a
Tilt Angle | n/a | 1900-12-31T23:59:59 | Submitted:Submitted for Approval | Type | 4589 | -90 | n/a | n/a | Photometrics | n/a | n/a | n/a
NumberOfSources | n/a | 1900-12-31T23:59:59 | Submitted:Submitted for Approval | Type | 4589 | 1 | n/a | n/a | Pset_LightFixtureTypeCommon | n/a | n/a | n/a
TotalWattage | n/a | 1900-12-31T23:59:59 | Submitted:Submitted for Approval | Type | 4589 | 4.5522 | n/a | n/a | Pset_LightFixtureTypeCommon | n/a | n/a | n/a
LightFixtureMountingType | n/a | 1900-12-31T23:59:59 | Submitted:Submitted for Approval | Type | 4589 | FreeStanding | n/a | n/a | Pset_LightFixtureTypeCommon | n/a | n/a
LightFixturePlacingType | n/a | 1900-12-31T23:59:59 | Submitted:Submitted for Approval | Type | 4589 | Floor | n/a | n/a | Pset_LightFixtureTypeCommon | n/a | n/a
MaintenanceFactor | n/a | 1900-12-31T23:59:59 | Submitted:Submitted for Approval | Type | 4589 | 0 | n/a | n/a | Pset_LightFixtureTypeCommon | n/a | n/a | n/a
ManufacturersSpecificInformation | n/a | 1900-12-31T23:59:59 | Submitted:Submitted for Approval | Type | 4589 | n/a | n/a | n/a | Pset_LightFixtureTypeCommon | n/a | n/a
NominalFrequencyRange | n/a | 1900-12-31T23:59:59 | Submitted:Submitted for Approval | Component | NBS_iGuzziniIlluminazioneUKLtd_GnrlPrpseLmnrs_iPlanLEDFloorLamp:4589:793221 | 0 | n/a | n/a | Pset_ElectricalDeviceCommon | n/a | n/a | n/a
NumberOfPoles | n/a | 1900-12-31T23:59:59 | Submitted:Submitted for Approval | Component | NBS_iGuzziniIlluminazioneUKLtd_GnrlPrpseLmnrs_iPlanLEDFloorLamp:4589:793221 | 0 | n/a | n/a | Pset_ElectricalDeviceCommon | n/a | n/a | n/a
HasProtectiveEarth | n/a | 1900-12-31T23:59:59 | Submitted:Submitted for Approval | Component | NBS_iGuzziniIlluminazioneUKLtd_GnrlPrpseLmnrs_iPlanLEDFloorLamp:4589:793221 | TRUE | n/a | n/a | Pset_ElectricalDeviceCommon | n/a | n/a | n/a
IP_Code | n/a | 1900-12-31T23:59:59 | Submitted:Submitted for Approval | Component | NBS_iGuzziniIlluminazioneUKLtd_GnrlPrpseLmnrs_iPlanLEDFloorLamp:4589:793221 | IP20 | n/a | n/a | Pset_ElectricalDeviceCommon | n/a | n/a
InsulationStandardClass | n/a | 1900-12-31T23:59:59 | Submitted:Submitted for Approval | Component | NBS_iGuzziniIlluminazioneUKLtd_GnrlPrpseLmnrs_iPlanLEDFloorLamp:4589:793221 | ClassIAppliance | n/a | n/a | Pset_ElectricalDeviceCommon | n/a | n/a
NominalCurrent | n/a | 1900-12-31T23:59:59 | Submitted:Submitted for Approval | Component | NBS_iGuzziniIlluminazioneUKLtd_GnrlPrpseLmnrs_iPlanLEDFloorLamp:4589:793221 | 0 | n/a | n/a | Pset_ElectricalDeviceCommon | n/a | n/a | n/a
UsageCurrent | n/a | 1900-12-31T23:59:59 | Submitted:Submitted for Approval | Component | NBS_iGuzziniIlluminazioneUKLtd_GnrlPrpseLmnrs_iPlanLEDFloorLamp:4589:793221 | 0 | n/a | n/a | Pset_ElectricalDeviceCommon | n/a | n/a | n/a
NominalVoltage | n/a | 1900-12-31T23:59:59 | Submitted:Submitted for Approval | Component | NBS_iGuzziniIlluminazioneUKLtd_GnrlPrpseLmnrs_iPlanLEDFloorLamp:4589:793221 | 0 | n/a | n/a | Pset_ElectricalDeviceCommon | n/a | n/a | n/a
ElectricalDeviceNominalPower | n/a | 1900-12-31T23:59:59 | Submitted:Submitted for Approval | Component | NBS_iGuzziniIlluminazioneUKLtd_GnrlPrpseLmnrs_iPlanLEDFloorLamp:4589:793221 | 0 | n/a | n/a | Pset_ElectricalDeviceCommon | n/a | n/a | n/a
PhaseAngle | n/a | 1900-12-31T23:59:59 | Submitted:Submitted for Approval | Component | NBS_iGuzziniIlluminazioneUKLtd_GnrlPrpseLmnrs_iPlanLEDFloorLamp:4589:793221 | 0 | n/a | n/a | Pset_ElectricalDeviceCommon | n/a | n/a | n/a
PhaseReference | n/a | 1900-12-31T23:59:59 | Submitted:Submitted for Approval | Component | NBS_iGuzziniIlluminazioneUKLtd_GnrlPrpseLmnrs_iPlanLEDFloorLamp:4589:793221 | n/a | n/a | n/a | Pset_ElectricalDeviceCommon | n/a | n/a
ArticleNumber | n/a | 1900-12-31T23:59:59 | Submitted:Submitted for Approval | Component | NBS_iGuzziniIlluminazioneUKLtd_GnrlPrpseLmnrs_iPlanLEDFloorLamp:4589:793221 | n/a | n/a | n/a | Pset_ManufacturerTypeInformation | n/a | n/a
ModelReference | n/a | 1900-12-31T23:59:59 | Submitted:Submitted for Approval | Component | NBS_iGuzziniIlluminazioneUKLtd_GnrlPrpseLmnrs_iPlanLEDFloorLamp:4589:793221 | iPlan LED Floor Lamp | n/a | n/a | Pset_ManufacturerTypeInformation | n/a | n/a
Manufacturer | n/a | 1900-12-31T23:59:59 | Submitted:Submitted for Approval | Component | NBS_iGuzziniIlluminazioneUKLtd_GnrlPrpseLmnrs_iPlanLEDFloorLamp:4589:793221 | iGuzzini Illuminazione (UK) Ltd | n/a | n/a | Pset_ManufacturerTypeInformation | n/a | n/a
Reference | n/a | 1900-12-31T23:59:59 | Submitted:Submitted for Approval | Component | NBS_iGuzziniIlluminazioneUKLtd_GnrlPrpseLmnrs_iPlanLEDFloorLamp:4589:793221 | 4589 | n/a | n/a | Pset_DistributionFlowElementCommon | n/a | n/a
Host | n/a | 1900-12-31T23:59:59 | Submitted:Submitted for Approval | Component | NBS_iGuzziniIlluminazioneUKLtd_GnrlPrpseLmnrs_iPlanLEDFloorLamp:4589:793221 | Level : Ground Floor | n/a | n/a | Constraints | n/a | n/a
Level | n/a | 1900-12-31T23:59:59 | Submitted:Submitted for Approval | Component | NBS_iGuzziniIlluminazioneUKLtd_GnrlPrpseLmnrs_iPlanLEDFloorLamp:4589:793221 | Level: Ground Floor | n/a | n/a | Constraints | n/a | n/a
Offset | n/a | 1900-12-31T23:59:59 | Submitted:Submitted for Approval | Component | NBS_iGuzziniIlluminazioneUKLtd_GnrlPrpseLmnrs_iPlanLEDFloorLamp:4589:793221 | 0 | n/a | n/a | Constraints | n/a | n/a | n/a
Electrical Data | n/a | 1900-12-31T23:59:59 | Submitted:Submitted for Approval | Component | NBS_iGuzziniIlluminazioneUKLtd_GnrlPrpseLmnrs_iPlanLEDFloorLamp:4589:793221 | 0 V/1-0 VA | n/a | n/a | Electrical - Circuiting | n/a | n/a
Circuit Number | n/a | 1900-12-31T23:59:59 | Submitted:Submitted for Approval | Component | NBS_iGuzziniIlluminazioneUKLtd_GnrlPrpseLmnrs_iPlanLEDFloorLamp:4589:793221 |  | n/a | n/a | Electrical - Loads | n/a | n/a
Panel | n/a | 1900-12-31T23:59:59 | Submitted:Submitted for Approval | Component | NBS_iGuzziniIlluminazioneUKLtd_GnrlPrpseLmnrs_iPlanLEDFloorLamp:4589:793221 |  | n/a | n/a | Electrical - Loads | n/a | n/a
Mark | n/a | 1900-12-31T23:59:59 | Submitted:Submitted for Approval | Component | NBS_iGuzziniIlluminazioneUKLtd_GnrlPrpseLmnrs_iPlanLEDFloorLamp:4589:793221 | 2 | n/a | n/a | Identity Data | n/a | n/a
Phase Created | n/a | 1900-12-31T23:59:59 | Submitted:Submitted for Approval | Component | NBS_iGuzziniIlluminazioneUKLtd_GnrlPrpseLmnrs_iPlanLEDFloorLamp:4589:793221 | New Construction | n/a | n/a | Phasing | n/a | n/a
NominalFrequencyRange | n/a | 1900-12-31T23:59:59 | Submitted:Submitted for Approval | Component | NBS_iGuzziniIlluminazioneUKLtd_GnrlPrpseLmnrs_iPlanLEDFloorLamp:4589:793623 | 0 | n/a | n/a | Pset_ElectricalDeviceCommon | n/a | n/a | n/a
NumberOfPoles | n/a | 1900-12-31T23:59:59 | Submitted:Submitted for Approval | Component | NBS_iGuzziniIlluminazioneUKLtd_GnrlPrpseLmnrs_iPlanLEDFloorLamp:4589:793623 | 0 | n/a | n/a | Pset_ElectricalDeviceCommon | n/a | n/a | n/a
HasProtectiveEarth | n/a | 1900-12-31T23:59:59 | Submitted:Submitted for Approval | Component | NBS_iGuzziniIlluminazioneUKLtd_GnrlPrpseLmnrs_iPlanLEDFloorLamp:4589:793623 | TRUE | n/a | n/a | Pset_ElectricalDeviceCommon | n/a | n/a | n/a
IP_Code | n/a | 1900-12-31T23:59:59 | Submitted:Submitted for Approval | Component | NBS_iGuzziniIlluminazioneUKLtd_GnrlPrpseLmnrs_iPlanLEDFloorLamp:4589:793623 | IP20 | n/a | n/a | Pset_ElectricalDeviceCommon | n/a | n/a
InsulationStandardClass | n/a | 1900-12-31T23:59:59 | Submitted:Submitted for Approval | Component | NBS_iGuzziniIlluminazioneUKLtd_GnrlPrpseLmnrs_iPlanLEDFloorLamp:4589:793623 | ClassIAppliance | n/a | n/a | Pset_ElectricalDeviceCommon | n/a | n/a
NominalCurrent | n/a | 1900-12-31T23:59:59 | Submitted:Submitted for Approval | Component | NBS_iGuzziniIlluminazioneUKLtd_GnrlPrpseLmnrs_iPlanLEDFloorLamp:4589:793623 | 0 | n/a | n/a | Pset_ElectricalDeviceCommon | n/a | n/a | n/a
UsageCurrent | n/a | 1900-12-31T23:59:59 | Submitted:Submitted for Approval | Component | NBS_iGuzziniIlluminazioneUKLtd_GnrlPrpseLmnrs_iPlanLEDFloorLamp:4589:793623 | 0 | n/a | n/a | Pset_ElectricalDeviceCommon | n/a | n/a | n/a
NominalVoltage | n/a | 1900-12-31T23:59:59 | Submitted:Submitted for Approval | Component | NBS_iGuzziniIlluminazioneUKLtd_GnrlPrpseLmnrs_iPlanLEDFloorLamp:4589:793623 | 0 | n/a | n/a | Pset_ElectricalDeviceCommon | n/a | n/a | n/a
ElectricalDeviceNominalPower | n/a | 1900-12-31T23:59:59 | Submitted:Submitted for Approval | Component | NBS_iGuzziniIlluminazioneUKLtd_GnrlPrpseLmnrs_iPlanLEDFloorLamp:4589:793623 | 0 | n/a | n/a | Pset_ElectricalDeviceCommon | n/a | n/a | n/a
PhaseAngle | n/a | 1900-12-31T23:59:59 | Submitted:Submitted for Approval | Component | NBS_iGuzziniIlluminazioneUKLtd_GnrlPrpseLmnrs_iPlanLEDFloorLamp:4589:793623 | 0 | n/a | n/a | Pset_ElectricalDeviceCommon | n/a | n/a | n/a
PhaseReference | n/a | 1900-12-31T23:59:59 | Submitted:Submitted for Approval | Component | NBS_iGuzziniIlluminazioneUKLtd_GnrlPrpseLmnrs_iPlanLEDFloorLamp:4589:793623 | n/a | n/a | n/a | Pset_ElectricalDeviceCommon | n/a | n/a
ArticleNumber | n/a | 1900-12-31T23:59:59 | Submitted:Submitted for Approval | Component | NBS_iGuzziniIlluminazioneUKLtd_GnrlPrpseLmnrs_iPlanLEDFloorLamp:4589:793623 | n/a | n/a | n/a | Pset_ManufacturerTypeInformation | n/a | n/a
ModelReference | n/a | 1900-12-31T23:59:59 | Submitted:Submitted for Approval | Component | NBS_iGuzziniIlluminazioneUKLtd_GnrlPrpseLmnrs_iPlanLEDFloorLamp:4589:793623 | iPlan LED Floor Lamp | n/a | n/a | Pset_ManufacturerTypeInformation | n/a | n/a
Manufacturer | n/a | 1900-12-31T23:59:59 | Submitted:Submitted for Approval | Component | NBS_iGuzziniIlluminazioneUKLtd_GnrlPrpseLmnrs_iPlanLEDFloorLamp:4589:793623 | iGuzzini Illuminazione (UK) Ltd | n/a | n/a | Pset_ManufacturerTypeInformation | n/a | n/a
Reference | n/a | 1900-12-31T23:59:59 | Submitted:Submitted for Approval | Component | NBS_iGuzziniIlluminazioneUKLtd_GnrlPrpseLmnrs_iPlanLEDFloorLamp:4589:793623 | 4589 | n/a | n/a | Pset_DistributionFlowElementCommon | n/a | n/a
Host | n/a | 1900-12-31T23:59:59 | Submitted:Submitted for Approval | Component | NBS_iGuzziniIlluminazioneUKLtd_GnrlPrpseLmnrs_iPlanLEDFloorLamp:4589:793623 | Floor : nbl_Fin_TmbrBrds-AccPlstrbrdLyr-FlrgGradePolyst-ScrdCemLev | n/a | n/a | Constraints | n/a | n/a
Level | n/a | 1900-12-31T23:59:59 | Submitted:Submitted for Approval | Component | NBS_iGuzziniIlluminazioneUKLtd_GnrlPrpseLmnrs_iPlanLEDFloorLamp:4589:793623 | Level: Ground Floor | n/a | n/a | Constraints | n/a | n/a
Offset | n/a | 1900-12-31T23:59:59 | Submitted:Submitted for Approval | Component | NBS_iGuzziniIlluminazioneUKLtd_GnrlPrpseLmnrs_iPlanLEDFloorLamp:4589:793623 | 0 | n/a | n/a | Constraints | n/a | n/a | n/a
Electrical Data | n/a | 1900-12-31T23:59:59 | Submitted:Submitted for Approval | Component | NBS_iGuzziniIlluminazioneUKLtd_GnrlPrpseLmnrs_iPlanLEDFloorLamp:4589:793623 | 0 V/1-0 VA | n/a | n/a | Electrical - Circuiting | n/a | n/a
Circuit Number | n/a | 1900-12-31T23:59:59 | Submitted:Submitted for Approval | Component | NBS_iGuzziniIlluminazioneUKLtd_GnrlPrpseLmnrs_iPlanLEDFloorLamp:4589:793623 |  | n/a | n/a | Electrical - Loads | n/a | n/a
Panel | n/a | 1900-12-31T23:59:59 | Submitted:Submitted for Approval | Component | NBS_iGuzziniIlluminazioneUKLtd_GnrlPrpseLmnrs_iPlanLEDFloorLamp:4589:793623 |  | n/a | n/a | Electrical - Loads | n/a | n/a
Mark | n/a | 1900-12-31T23:59:59 | Submitted:Submitted for Approval | Component | NBS_iGuzziniIlluminazioneUKLtd_GnrlPrpseLmnrs_iPlanLEDFloorLamp:4589:793623 | 3 | n/a | n/a | Identity Data | n/a | n/a
Phase Created | n/a | 1900-12-31T23:59:59 | Submitted:Submitted for Approval | Component | NBS_iGuzziniIlluminazioneUKLtd_GnrlPrpseLmnrs_iPlanLEDFloorLamp:4589:793623 | New Construction | n/a | n/a | Phasing | n/a | n/a
NominalVoltageCalc | n/a | 1900-12-31T23:59:59 | Submitted:Submitted for Approval | Type | 4589 | 0 | n/a | n/a | Constraints | n/a | n/a | n/a
BallastsCELMAEnergyEfficiencyIndex | n/a | 1900-12-31T23:59:59 | Submitted:Submitted for Approval | Type | 4589 | DALI dimmable control gear with ActiLume | n/a | n/a | Data | n/a | n/a
ControlGearPosition | n/a | 1900-12-31T23:59:59 | Submitted:Submitted for Approval | Type | 4589 | n/a | n/a | n/a | Data | n/a | n/a
InternalFuse | n/a | 1900-12-31T23:59:59 | Submitted:Submitted for Approval | Type | 4589 | Not required | n/a | n/a | Data | n/a | n/a
LampColourRenderingIndex | n/a | 1900-12-31T23:59:59 | Submitted:Submitted for Approval | Type | 4589 | 80 Ra | n/a | n/a | Data | n/a | n/a
LampRating | n/a | 1900-12-31T23:59:59 | Submitted:Submitted for Approval | Type | 4589 | 49 W | n/a | n/a | Data | n/a | n/a
LampType | n/a | 1900-12-31T23:59:59 | Submitted:Submitted for Approval | Type | 4589 | DS | n/a | n/a | Data | n/a | n/a
LightSource | n/a | 1900-12-31T23:59:59 | Submitted:Submitted for Approval | Type | 4589 | LED | n/a | n/a | Data | n/a | n/a
LuminairePowerFactor | n/a | 1900-12-31T23:59:59 | Submitted:Submitted for Approval | Type | 4589 | n/a | n/a | n/a | Data | n/a | n/a
LuminaireType | n/a | 1900-12-31T23:59:59 | Submitted:Submitted for Approval | Type | 4589 | Free standing luminaire with painted, extruded aluminium lateral profiles and die-cast aluminium end caps | n/a | n/a | Data | n/a | n/a
Optic | n/a | 1900-12-31T23:59:59 | Submitted:Submitted for Approval | Type | 4589 | General lighting | n/a | n/a | Data | n/a | n/a
PhotometricPerformance | n/a | 1900-12-31T23:59:59 | Submitted:Submitted for Approval | Type | 4589 | n/a | n/a | n/a | Data | n/a | n/a
SupplyCircuitConductorConnections | n/a | 1900-12-31T23:59:59 | Submitted:Submitted for Approval | Type | 4589 | n/a | n/a | n/a | Data | n/a | n/a
Height | n/a | 1900-12-31T23:59:59 | Submitted:Submitted for Approval | Type | 4589 | 1900 | n/a | n/a | Dimensions | n/a | n/a | n/a
Length | n/a | 1900-12-31T23:59:59 | Submitted:Submitted for Approval | Type | 4589 | 682 | n/a | n/a | Dimensions | n/a | n/a | n/a
Width | n/a | 1900-12-31T23:59:59 | Submitted:Submitted for Approval | Type | 4589 | 350 | n/a | n/a | Dimensions | n/a | n/a | n/a
Lamp | n/a | 1900-12-31T23:59:59 | Submitted:Submitted for Approval | Type | 4589 |  | n/a | n/a | Electrical | n/a | n/a
Wattage Comments | n/a | 1900-12-31T23:59:59 | Submitted:Submitted for Approval | Type | 4589 |  | n/a | n/a | Electrical | n/a | n/a
Apparent Load | n/a | 1900-12-31T23:59:59 | Submitted:Submitted for Approval | Type | 4589 | 0 | n/a | n/a | Electrical - Loads | n/a | n/a | n/a
ManufacturerURL | n/a | 1900-12-31T23:59:59 | Submitted:Submitted for Approval | Type | 4589 | www.iguzzini.co.uk | n/a | n/a | General | n/a | n/a
NBSCertification | n/a | 1900-12-31T23:59:59 | Submitted:Submitted for Approval | Type | 4589 |  | n/a | n/a | General | n/a | n/a
NBSNote | n/a | 1900-12-31T23:59:59 | Submitted:Submitted for Approval | Type | 4589 | n/a | n/a | n/a | General | n/a | n/a
NBSOfficeMasterTag | n/a | 1900-12-31T23:59:59 | Submitted:Submitted for Approval | Type | 4589 | n/a | n/a | n/a | General | n/a | n/a
NBSTypeID | n/a | 1900-12-31T23:59:59 | Submitted:Submitted for Approval | Type | 4589 | n/a | n/a | n/a | General | n/a | n/a
ProductInformation | n/a | 1900-12-31T23:59:59 | Submitted:Submitted for Approval | Type | 4589 | http://products.iguzzini.com/iplan_led_floor_lamp | n/a | n/a | General | n/a | n/a
Revision | n/a | 1900-12-31T23:59:59 | Submitted:Submitted for Approval | Type | 4589 | n/a | n/a | n/a | General | n/a | n/a
Uniclass2 | n/a | 1900-12-31T23:59:59 | Submitted:Submitted for Approval | Type | 4589 | 45-65-49/434 | n/a | n/a | General | n/a | n/a
Assembly Code | n/a | 1900-12-31T23:59:59 | Submitted:Submitted for Approval | Type | 4589 |  | n/a | n/a | Identity Data | n/a | n/a
Assembly Description | n/a | 1900-12-31T23:59:59 | Submitted:Submitted for Approval | Type | 4589 |  | n/a | n/a | Identity Data | n/a | n/a
Author | n/a | 1900-12-31T23:59:59 | Submitted:Submitted for Approval | Type | 4589 | NBS | n/a | n/a | Identity Data | n/a | n/a
BIMObjectName | n/a | 1900-12-31T23:59:59 | Submitted:Submitted for Approval | Type | 4589 | NBS_iGuzziniIlluminazioneUKLtd_GeneralPurposeLuminaries_iPlanLEDFloorLamp_4589 | n/a | n/a | Identity Data | n/a | n/a
Description | n/a | 1900-12-31T23:59:59 | Submitted:Submitted for Approval | Type | 4589 |  | n/a | n/a | Identity Data | n/a | n/a
Manufacturer | n/a | 1900-12-31T23:59:59 | Submitted:Submitted for Approval | Type | 4589 | iGuzzini Illuminazione (UK) Ltd | n/a | n/a | Identity Data | n/a | n/a
ModelReference | n/a | 1900-12-31T23:59:59 | Submitted:Submitted for Approval | Type | 4589 | iPlan LED Floor Lamp | n/a | n/a | Identity Data | n/a | n/a
NBSDescription | n/a | 1900-12-31T23:59:59 | Submitted:Submitted for Approval | Type | 4589 | General purpose luminaires | n/a | n/a | Identity Data | n/a | n/a
NBSReference | n/a | 1900-12-31T23:59:59 | Submitted:Submitted for Approval | Type | 4589 | 90-60-50/405 | n/a | n/a | Identity Data | n/a | n/a
OmniClass Number | n/a | 1900-12-31T23:59:59 | Submitted:Submitted for Approval | Type | 4589 |  | n/a | n/a | Identity Data | n/a | n/a
OmniClass Title | n/a | 1900-12-31T23:59:59 | Submitted:Submitted for Approval | Type | 4589 |  | n/a | n/a | Identity Data | n/a | n/a
Type Comments | n/a | 1900-12-31T23:59:59 | Submitted:Submitted for Approval | Type | 4589 | Rectangular free standing direct/indirect light emission LED fitting. | n/a | n/a | Identity Data | n/a | n/a
URL | n/a | 1900-12-31T23:59:59 | Submitted:Submitted for Approval | Type | 4589 |  | n/a | n/a | Identity Data | n/a | n/a
Version | n/a | 1900-12-31T23:59:59 | Submitted:Submitted for Approval | Type | 4589 | 1 | n/a | n/a | Identity Data | n/a | n/a
DiffuserMaterial | n/a | 1900-12-31T23:59:59 | Submitted:Submitted for Approval | Type | 4589 | NBS_Glass | n/a | n/a | Materials and Finishes | n/a | n/a
LightFixtureMaterial | n/a | 1900-12-31T23:59:59 | Submitted:Submitted for Approval | Type | 4589 | NBS_Concept | n/a | n/a | Materials and Finishes | n/a | n/a
AccessibilityPerformance | n/a | 1900-12-31T23:59:59 | Submitted:Submitted for Approval | Type | 4589 | n/a | n/a | n/a | Other | n/a | n/a
AssetIdentifier | n/a | 1900-12-31T23:59:59 | Submitted:Submitted for Approval | Type | 4589 | n/a | n/a | n/a | Other | n/a | n/a
AssetType | n/a | 1900-12-31T23:59:59 | Submitted:Submitted for Approval | Type | 4589 | Movable | n/a | n/a | Other | n/a | n/a
BarCode | n/a | 1900-12-31T23:59:59 | Submitted:Submitted for Approval | Type | 4589 | n/a | n/a | n/a | Other | n/a | n/a
Category | n/a | 1900-12-31T23:59:59 | Submitted:Submitted for Approval | Type | 4589 | n/a | n/a | n/a | Other | n/a | n/a
CodePerformance | n/a | 1900-12-31T23:59:59 | Submitted:Submitted for Approval | Type | 4589 | n/a | n/a | n/a | Other | n/a | n/a
Color | n/a | 1900-12-31T23:59:59 | Submitted:Submitted for Approval | Type | 4589 | n/a | n/a | n/a | Other | n/a | n/a
Constituents | n/a | 1900-12-31T23:59:59 | Submitted:Submitted for Approval | Type | 4589 | n/a | n/a | n/a | Other | n/a | n/a
DurationUnit | n/a | 1900-12-31T23:59:59 | Submitted:Submitted for Approval | Type | 4589 | year | n/a | n/a | Other | n/a | n/a
ExpectedLife | n/a | 1900-12-31T23:59:59 | Submitted:Submitted for Approval | Type | 4589 | n/a | n/a | n/a | Other | n/a | n/a
Features | n/a | 1900-12-31T23:59:59 | Submitted:Submitted for Approval | Type | 4589 | n/a | n/a | n/a | Other | n/a | n/a
Finish | n/a | 1900-12-31T23:59:59 | Submitted:Submitted for Approval | Type | 4589 | n/a | n/a | n/a | Other | n/a | n/a
Grade | n/a | 1900-12-31T23:59:59 | Submitted:Submitted for Approval | Type | 4589 | n/a | n/a | n/a | Other | n/a | n/a
HasProtectiveEarth | n/a | 1900-12-31T23:59:59 | Submitted:Submitted for Approval | Type | 4589 | TRUE | n/a | n/a | Other | n/a | n/a | n/a
InstallationDate | n/a | 1900-12-31T23:59:59 | Submitted:Submitted for Approval | Type | 4589 | 12/31/1900 23:59:59 | n/a | n/a | Other | n/a | n/a
InsulationStandardClass | n/a | 1900-12-31T23:59:59 | Submitted:Submitted for Approval | Type | 4589 | ClassIAppliance | n/a | n/a | Other | n/a | n/a
IP_Code | n/a | 1900-12-31T23:59:59 | Submitted:Submitted for Approval | Type | 4589 | IP20 | n/a | n/a | Other | n/a | n/a
Material | n/a | 1900-12-31T23:59:59 | Submitted:Submitted for Approval | Type | 4589 | Aluminium | n/a | n/a | Other | n/a | n/a
ModelNumber | n/a | 1900-12-31T23:59:59 | Submitted:Submitted for Approval | Type | 4589 | 4589 | n/a | n/a | Other | n/a | n/a
Name | n/a | 1900-12-31T23:59:59 | Submitted:Submitted for Approval | Type | 4589 | Lighting | n/a | n/a | Other | n/a | n/a
NominalHeight | n/a | 1900-12-31T23:59:59 | Submitted:Submitted for Approval | Type | 4589 | 1900 | n/a | n/a | Other | n/a | n/a | n/a
NominalLength | n/a | 1900-12-31T23:59:59 | Submitted:Submitted for Approval | Type | 4589 | 682 | n/a | n/a | Other | n/a | n/a | n/a
NominalWidth | n/a | 1900-12-31T23:59:59 | Submitted:Submitted for Approval | Type | 4589 | 350 | n/a | n/a | Other | n/a | n/a | n/a
NumberOfPoles | n/a | 1900-12-31T23:59:59 | Submitted:Submitted for Approval | Type | 4589 | 0 | n/a | n/a | Other | n/a | n/a | n/a
PhaseAngle | n/a | 1900-12-31T23:59:59 | Submitted:Submitted for Approval | Type | 4589 | 0 | n/a | n/a | Other | n/a | n/a | n/a
PhaseReference | n/a | 1900-12-31T23:59:59 | Submitted:Submitted for Approval | Type | 4589 | n/a | n/a | n/a | Other | n/a | n/a
ReplacementCost | n/a | 1900-12-31T23:59:59 | Submitted:Submitted for Approval | Type | 4589 | n/a | n/a | n/a | Other | n/a | n/a
SerialNumber | n/a | 1900-12-31T23:59:59 | Submitted:Submitted for Approval | Type | 4589 | n/a | n/a | n/a | Other | n/a | n/a
Shape | n/a | 1900-12-31T23:59:59 | Submitted:Submitted for Approval | Type | 4589 | Rectangular | n/a | n/a | Other | n/a | n/a
Size | n/a | 1900-12-31T23:59:59 | Submitted:Submitted for Approval | Type | 4589 | 682 x 350 x 1900 mm | n/a | n/a | Other | n/a | n/a
SustainabilityPerformance | n/a | 1900-12-31T23:59:59 | Submitted:Submitted for Approval | Type | 4589 | n/a | n/a | n/a | Other | n/a | n/a
TagNumber | n/a | 1900-12-31T23:59:59 | Submitted:Submitted for Approval | Type | 4589 | n/a | n/a | n/a | Other | n/a | n/a
WarrantyDescription | n/a | 1900-12-31T23:59:59 | Submitted:Submitted for Approval | Type | 4589 | n/a | n/a | n/a | Other | n/a | n/a
WarrantyDurationLabor | n/a | 1900-12-31T23:59:59 | Submitted:Submitted for Approval | Type | 4589 | n/a | n/a | n/a | Other | n/a | n/a
WarrantyDurationParts | n/a | 1900-12-31T23:59:59 | Submitted:Submitted for Approval | Type | 4589 | n/a | n/a | n/a | Other | n/a | n/a
WarrantyDurationUnit | n/a | 1900-12-31T23:59:59 | Submitted:Submitted for Approval | Type | 4589 | n/a | n/a | n/a | Other | n/a | n/a
WarrantyGuarantorLabor | n/a | 1900-12-31T23:59:59 | Submitted:Submitted for Approval | Type | 4589 | n/a | n/a | n/a | Other | n/a | n/a
WarrantyGuarantorParts | n/a | 1900-12-31T23:59:59 | Submitted:Submitted for Approval | Type | 4589 | n/a | n/a | n/a | Other | n/a | n/a
WarrantyStartDate | n/a | 1900-12-31T23:59:59 | Submitted:Submitted for Approval | Type | 4589 | 12/31/1900 23:59:59 | n/a | n/a | Other | n/a | n/a
Color Filter | n/a | 1900-12-31T23:59:59 | Submitted:Submitted for Approval | Type | 4589 | 16777215 | n/a | n/a | Photometrics | n/a | n/a | n/a
Dimming Lamp Color Temperature Shift | n/a | 1900-12-31T23:59:59 | Submitted:Submitted for Approval | Type | 4589 | <None> | n/a | n/a | Photometrics | n/a | n/a
Emit from Rectangle Length | n/a | 1900-12-31T23:59:59 | Submitted:Submitted for Approval | Type | 4589 | 608 | n/a | n/a | Photometrics | n/a | n/a | n/a
Emit from Rectangle Width | n/a | 1900-12-31T23:59:59 | Submitted:Submitted for Approval | Type | 4589 | 318 | n/a | n/a | Photometrics | n/a | n/a | n/a
Emit Shape Visible in Rendering | n/a | 1900-12-31T23:59:59 | Submitted:Submitted for Approval | Type | 4589 | TRUE | n/a | n/a | Photometrics | n/a | n/a | n/a
Initial Color | n/a | 1900-12-31T23:59:59 | Submitted:Submitted for Approval | Type | 4589 | 0 | n/a | n/a | Photometrics | n/a | n/a | n/a
Initial Intensity | n/a | 1900-12-31T23:59:59 | Submitted:Submitted for Approval | Type | 4589 | 0 | n/a | n/a | Photometrics | n/a | n/a | n/a
Light Loss Factor | n/a | 1900-12-31T23:59:59 | Submitted:Submitted for Approval | Type | 4589 | 0 | n/a | n/a | Photometrics | n/a | n/a | n/a
Light Source Definition (family) | n/a | 1900-12-31T23:59:59 | Submitted:Submitted for Approval | Type | 4589 | Rectangle+Photometric Web | n/a | n/a | Photometrics | n/a | n/a
Photometric Web File | n/a | 1900-12-31T23:59:59 | Submitted:Submitted for Approval | Type | 4589 | NBS_iGuzziniIlluminazioneUKLtd_GnrlPrpseLmnrs_iPlanLEDFloorLamp_4589.ies | n/a | n/a | Photometrics | n/a | n/a
Tilt Angle | n/a | 1900-12-31T23:59:59 | Submitted:Submitted for Approval | Type | 4589 | -90 | n/a | n/a | Photometrics | n/a | n/a | n/a
NumberOfSources | n/a | 1900-12-31T23:59:59 | Submitted:Submitted for Approval | Type | 4589 | 1 | n/a | n/a | Pset_LightFixtureTypeCommon | n/a | n/a | n/a
TotalWattage | n/a | 1900-12-31T23:59:59 | Submitted:Submitted for Approval | Type | 4589 | 4.5522 | n/a | n/a | Pset_LightFixtureTypeCommon | n/a | n/a | n/a
LightFixtureMountingType | n/a | 1900-12-31T23:59:59 | Submitted:Submitted for Approval | Type | 4589 | FreeStanding | n/a | n/a | Pset_LightFixtureTypeCommon | n/a | n/a
LightFixturePlacingType | n/a | 1900-12-31T23:59:59 | Submitted:Submitted for Approval | Type | 4589 | Floor | n/a | n/a | Pset_LightFixtureTypeCommon | n/a | n/a
MaintenanceFactor | n/a | 1900-12-31T23:59:59 | Submitted:Submitted for Approval | Type | 4589 | 0 | n/a | n/a | Pset_LightFixtureTypeCommon | n/a | n/a | n/a
ManufacturersSpecificInformation | n/a | 1900-12-31T23:59:59 | Submitted:Submitted for Approval | Type | 4589 | n/a | n/a | n/a | Pset_LightFixtureTypeCommon | n/a | n/a
NominalFrequencyRange | n/a | 1900-12-31T23:59:59 | Submitted:Submitted for Approval | Component | NBS_iGuzziniIlluminazioneUKLtd_GnrlPrpseLmnrs_iPlanLEDFloorLamp:4589:862482 | 0 | n/a | n/a | Pset_ElectricalDeviceCommon | n/a | n/a | n/a
NumberOfPoles | n/a | 1900-12-31T23:59:59 | Submitted:Submitted for Approval | Component | NBS_iGuzziniIlluminazioneUKLtd_GnrlPrpseLmnrs_iPlanLEDFloorLamp:4589:862482 | 0 | n/a | n/a | Pset_ElectricalDeviceCommon | n/a | n/a | n/a
HasProtectiveEarth | n/a | 1900-12-31T23:59:59 | Submitted:Submitted for Approval | Component | NBS_iGuzziniIlluminazioneUKLtd_GnrlPrpseLmnrs_iPlanLEDFloorLamp:4589:862482 | TRUE | n/a | n/a | Pset_ElectricalDeviceCommon | n/a | n/a | n/a
IP_Code | n/a | 1900-12-31T23:59:59 | Submitted:Submitted for Approval | Component | NBS_iGuzziniIlluminazioneUKLtd_GnrlPrpseLmnrs_iPlanLEDFloorLamp:4589:862482 | IP20 | n/a | n/a | Pset_ElectricalDeviceCommon | n/a | n/a
InsulationStandardClass | n/a | 1900-12-31T23:59:59 | Submitted:Submitted for Approval | Component | NBS_iGuzziniIlluminazioneUKLtd_GnrlPrpseLmnrs_iPlanLEDFloorLamp:4589:862482 | ClassIAppliance | n/a | n/a | Pset_ElectricalDeviceCommon | n/a | n/a
NominalCurrent | n/a | 1900-12-31T23:59:59 | Submitted:Submitted for Approval | Component | NBS_iGuzziniIlluminazioneUKLtd_GnrlPrpseLmnrs_iPlanLEDFloorLamp:4589:862482 | 0 | n/a | n/a | Pset_ElectricalDeviceCommon | n/a | n/a | n/a
UsageCurrent | n/a | 1900-12-31T23:59:59 | Submitted:Submitted for Approval | Component | NBS_iGuzziniIlluminazioneUKLtd_GnrlPrpseLmnrs_iPlanLEDFloorLamp:4589:862482 | 0 | n/a | n/a | Pset_ElectricalDeviceCommon | n/a | n/a | n/a
NominalVoltage | n/a | 1900-12-31T23:59:59 | Submitted:Submitted for Approval | Component | NBS_iGuzziniIlluminazioneUKLtd_GnrlPrpseLmnrs_iPlanLEDFloorLamp:4589:862482 | 0 | n/a | n/a | Pset_ElectricalDeviceCommon | n/a | n/a | n/a
ElectricalDeviceNominalPower | n/a | 1900-12-31T23:59:59 | Submitted:Submitted for Approval | Component | NBS_iGuzziniIlluminazioneUKLtd_GnrlPrpseLmnrs_iPlanLEDFloorLamp:4589:862482 | 0 | n/a | n/a | Pset_ElectricalDeviceCommon | n/a | n/a | n/a
PhaseAngle | n/a | 1900-12-31T23:59:59 | Submitted:Submitted for Approval | Component | NBS_iGuzziniIlluminazioneUKLtd_GnrlPrpseLmnrs_iPlanLEDFloorLamp:4589:862482 | 0 | n/a | n/a | Pset_ElectricalDeviceCommon | n/a | n/a | n/a
PhaseReference | n/a | 1900-12-31T23:59:59 | Submitted:Submitted for Approval | Component | NBS_iGuzziniIlluminazioneUKLtd_GnrlPrpseLmnrs_iPlanLEDFloorLamp:4589:862482 | n/a | n/a | n/a | Pset_ElectricalDeviceCommon | n/a | n/a
ArticleNumber | n/a | 1900-12-31T23:59:59 | Submitted:Submitted for Approval | Component | NBS_iGuzziniIlluminazioneUKLtd_GnrlPrpseLmnrs_iPlanLEDFloorLamp:4589:862482 | n/a | n/a | n/a | Pset_ManufacturerTypeInformation | n/a | n/a
ModelReference | n/a | 1900-12-31T23:59:59 | Submitted:Submitted for Approval | Component | NBS_iGuzziniIlluminazioneUKLtd_GnrlPrpseLmnrs_iPlanLEDFloorLamp:4589:862482 | iPlan LED Floor Lamp | n/a | n/a | Pset_ManufacturerTypeInformation | n/a | n/a
Manufacturer | n/a | 1900-12-31T23:59:59 | Submitted:Submitted for Approval | Component | NBS_iGuzziniIlluminazioneUKLtd_GnrlPrpseLmnrs_iPlanLEDFloorLamp:4589:862482 | iGuzzini Illuminazione (UK) Ltd | n/a | n/a | Pset_ManufacturerTypeInformation | n/a | n/a
Reference | n/a | 1900-12-31T23:59:59 | Submitted:Submitted for Approval | Component | NBS_iGuzziniIlluminazioneUKLtd_GnrlPrpseLmnrs_iPlanLEDFloorLamp:4589:862482 | 4589 | n/a | n/a | Pset_DistributionFlowElementCommon | n/a | n/a
Host | n/a | 1900-12-31T23:59:59 | Submitted:Submitted for Approval | Component | NBS_iGuzziniIlluminazioneUKLtd_GnrlPrpseLmnrs_iPlanLEDFloorLamp:4589:862482 | Floor : nbl_Fin_TmbrBrds-AccPlstrbrdLyr-FlrgGradePolyst-ScrdCemLev | n/a | n/a | Constraints | n/a | n/a
Level | n/a | 1900-12-31T23:59:59 | Submitted:Submitted for Approval | Component | NBS_iGuzziniIlluminazioneUKLtd_GnrlPrpseLmnrs_iPlanLEDFloorLamp:4589:862482 | Level: Ground Floor | n/a | n/a | Constraints | n/a | n/a
Offset | n/a | 1900-12-31T23:59:59 | Submitted:Submitted for Approval | Component | NBS_iGuzziniIlluminazioneUKLtd_GnrlPrpseLmnrs_iPlanLEDFloorLamp:4589:862482 | 0 | n/a | n/a | Constraints | n/a | n/a | n/a
Electrical Data | n/a | 1900-12-31T23:59:59 | Submitted:Submitted for Approval | Component | NBS_iGuzziniIlluminazioneUKLtd_GnrlPrpseLmnrs_iPlanLEDFloorLamp:4589:862482 | 0 V/1-0 VA | n/a | n/a | Electrical - Circuiting | n/a | n/a
Circuit Number | n/a | 1900-12-31T23:59:59 | Submitted:Submitted for Approval | Component | NBS_iGuzziniIlluminazioneUKLtd_GnrlPrpseLmnrs_iPlanLEDFloorLamp:4589:862482 |  | n/a | n/a | Electrical - Loads | n/a | n/a
Panel | n/a | 1900-12-31T23:59:59 | Submitted:Submitted for Approval | Component | NBS_iGuzziniIlluminazioneUKLtd_GnrlPrpseLmnrs_iPlanLEDFloorLamp:4589:862482 |  | n/a | n/a | Electrical - Loads | n/a | n/a
Mark | n/a | 1900-12-31T23:59:59 | Submitted:Submitted for Approval | Component | NBS_iGuzziniIlluminazioneUKLtd_GnrlPrpseLmnrs_iPlanLEDFloorLamp:4589:862482 | 10 | n/a | n/a | Identity Data | n/a | n/a
Phase Created | n/a | 1900-12-31T23:59:59 | Submitted:Submitted for Approval | Component | NBS_iGuzziniIlluminazioneUKLtd_GnrlPrpseLmnrs_iPlanLEDFloorLamp:4589:862482 | New Construction | n/a | n/a | Phasing | n/a | n/a
Default Elevation | n/a | 1900-12-31T23:59:59 | Submitted:Submitted for Approval | Type | NBS_iGuzziniIlluminazioneUKLtd_GnrlPrpseLmnrs_iRoll65Small_WallDownLight | 1200 | n/a | n/a | Constraints | n/a | n/a | n/a
NominalVoltageCalc | n/a | 1900-12-31T23:59:59 | Submitted:Submitted for Approval | Type | NBS_iGuzziniIlluminazioneUKLtd_GnrlPrpseLmnrs_iRoll65Small_WallDownLight | 0 | n/a | n/a | Constraints | n/a | n/a | n/a
BallastsCELMAEnergyEfficiencyIndex | n/a | 1900-12-31T23:59:59 | Submitted:Submitted for Approval | Type | NBS_iGuzziniIlluminazioneUKLtd_GnrlPrpseLmnrs_iRoll65Small_WallDownLight | n/a | n/a | n/a | Data | n/a | n/a
ControlGearPosition | n/a | 1900-12-31T23:59:59 | Submitted:Submitted for Approval | Type | NBS_iGuzziniIlluminazioneUKLtd_GnrlPrpseLmnrs_iRoll65Small_WallDownLight | n/a | n/a | n/a | Data | n/a | n/a
InternalFuse | n/a | 1900-12-31T23:59:59 | Submitted:Submitted for Approval | Type | NBS_iGuzziniIlluminazioneUKLtd_GnrlPrpseLmnrs_iRoll65Small_WallDownLight | n/a | n/a | n/a | Data | n/a | n/a
LampColourRenderingIndex | n/a | 1900-12-31T23:59:59 | Submitted:Submitted for Approval | Type | NBS_iGuzziniIlluminazioneUKLtd_GnrlPrpseLmnrs_iRoll65Small_WallDownLight | 81 Ra | n/a | n/a | Data | n/a | n/a
LampRating | n/a | 1900-12-31T23:59:59 | Submitted:Submitted for Approval | Type | NBS_iGuzziniIlluminazioneUKLtd_GnrlPrpseLmnrs_iRoll65Small_WallDownLight | 39 W | n/a | n/a | Data | n/a | n/a
LampType | n/a | 1900-12-31T23:59:59 | Submitted:Submitted for Approval | Type | NBS_iGuzziniIlluminazioneUKLtd_GnrlPrpseLmnrs_iRoll65Small_WallDownLight | MS | n/a | n/a | Data | n/a | n/a
LightSource | n/a | 1900-12-31T23:59:59 | Submitted:Submitted for Approval | Type | NBS_iGuzziniIlluminazioneUKLtd_GnrlPrpseLmnrs_iRoll65Small_WallDownLight | n/a | n/a | n/a | Data | n/a | n/a
LuminairePowerFactor | n/a | 1900-12-31T23:59:59 | Submitted:Submitted for Approval | Type | NBS_iGuzziniIlluminazioneUKLtd_GnrlPrpseLmnrs_iRoll65Small_WallDownLight | n/a | n/a | n/a | Data | n/a | n/a
LuminaireType | n/a | 1900-12-31T23:59:59 | Submitted:Submitted for Approval | Type | NBS_iGuzziniIlluminazioneUKLtd_GnrlPrpseLmnrs_iRoll65Small_WallDownLight | Ceiling or wall-mounted | n/a | n/a | Data | n/a | n/a
Optic | n/a | 1900-12-31T23:59:59 | Submitted:Submitted for Approval | Type | NBS_iGuzziniIlluminazioneUKLtd_GnrlPrpseLmnrs_iRoll65Small_WallDownLight | n/a | n/a | n/a | Data | n/a | n/a
PhotometricPerformance | n/a | 1900-12-31T23:59:59 | Submitted:Submitted for Approval | Type | NBS_iGuzziniIlluminazioneUKLtd_GnrlPrpseLmnrs_iRoll65Small_WallDownLight | n/a | n/a | n/a | Data | n/a | n/a
Socket | n/a | 1900-12-31T23:59:59 | Submitted:Submitted for Approval | Type | NBS_iGuzziniIlluminazioneUKLtd_GnrlPrpseLmnrs_iRoll65Small_WallDownLight | n/a | n/a | n/a | Data | n/a | n/a
SupplyCircuitConductorConnections | n/a | 1900-12-31T23:59:59 | Submitted:Submitted for Approval | Type | NBS_iGuzziniIlluminazioneUKLtd_GnrlPrpseLmnrs_iRoll65Small_WallDownLight | n/a | n/a | n/a | Data | n/a | n/a
Depth | n/a | 1900-12-31T23:59:59 | Submitted:Submitted for Approval | Type | NBS_iGuzziniIlluminazioneUKLtd_GnrlPrpseLmnrs_iRoll65Small_WallDownLight | 202.5 | n/a | n/a | Dimensions | n/a | n/a | n/a
Length | n/a | 1900-12-31T23:59:59 | Submitted:Submitted for Approval | Type | NBS_iGuzziniIlluminazioneUKLtd_GnrlPrpseLmnrs_iRoll65Small_WallDownLight | 287 | n/a | n/a | Dimensions | n/a | n/a | n/a
Width | n/a | 1900-12-31T23:59:59 | Submitted:Submitted for Approval | Type | NBS_iGuzziniIlluminazioneUKLtd_GnrlPrpseLmnrs_iRoll65Small_WallDownLight | 165 | n/a | n/a | Dimensions | n/a | n/a | n/a
Apparent Load | n/a | 1900-12-31T23:59:59 | Submitted:Submitted for Approval | Type | NBS_iGuzziniIlluminazioneUKLtd_GnrlPrpseLmnrs_iRoll65Small_WallDownLight | 0 | n/a | n/a | Electrical - Loads | n/a | n/a | n/a
ManufacturerURL | n/a | 1900-12-31T23:59:59 | Submitted:Submitted for Approval | Type | NBS_iGuzziniIlluminazioneUKLtd_GnrlPrpseLmnrs_iRoll65Small_WallDownLight | www.iguzzini.co.uk | n/a | n/a | General | n/a | n/a
NBSCertification | n/a | 1900-12-31T23:59:59 | Submitted:Submitted for Approval | Type | NBS_iGuzziniIlluminazioneUKLtd_GnrlPrpseLmnrs_iRoll65Small_WallDownLight | www.nationalbimlibrary.com/nbs-bim-object-standard | n/a | n/a | General | n/a | n/a
NBSNote | n/a | 1900-12-31T23:59:59 | Submitted:Submitted for Approval | Type | NBS_iGuzziniIlluminazioneUKLtd_GnrlPrpseLmnrs_iRoll65Small_WallDownLight | n/a | n/a | n/a | General | n/a | n/a
NBSOfficeMasterTag | n/a | 1900-12-31T23:59:59 | Submitted:Submitted for Approval | Type | NBS_iGuzziniIlluminazioneUKLtd_GnrlPrpseLmnrs_iRoll65Small_WallDownLight | n/a | n/a | n/a | General | n/a | n/a
NBSTypeID | n/a | 1900-12-31T23:59:59 | Submitted:Submitted for Approval | Type | NBS_iGuzziniIlluminazioneUKLtd_GnrlPrpseLmnrs_iRoll65Small_WallDownLight | n/a | n/a | n/a | General | n/a | n/a
ProductInformation | n/a | 1900-12-31T23:59:59 | Submitted:Submitted for Approval | Type | NBS_iGuzziniIlluminazioneUKLtd_GnrlPrpseLmnrs_iRoll65Small_WallDownLight | http://products.iguzzini.com/iroll_65_small_ceiling_wall_mounted | n/a | n/a | General | n/a | n/a
Revision | n/a | 1900-12-31T23:59:59 | Submitted:Submitted for Approval | Type | NBS_iGuzziniIlluminazioneUKLtd_GnrlPrpseLmnrs_iRoll65Small_WallDownLight | n/a | n/a | n/a | General | n/a | n/a
Uniclass2 | n/a | 1900-12-31T23:59:59 | Submitted:Submitted for Approval | Type | NBS_iGuzziniIlluminazioneUKLtd_GnrlPrpseLmnrs_iRoll65Small_WallDownLight | 90-65-49/434 | n/a | n/a | General | n/a | n/a
Assembly Code | n/a | 1900-12-31T23:59:59 | Submitted:Submitted for Approval | Type | NBS_iGuzziniIlluminazioneUKLtd_GnrlPrpseLmnrs_iRoll65Small_WallDownLight |  | n/a | n/a | Identity Data | n/a | n/a
Assembly Description | n/a | 1900-12-31T23:59:59 | Submitted:Submitted for Approval | Type | NBS_iGuzziniIlluminazioneUKLtd_GnrlPrpseLmnrs_iRoll65Small_WallDownLight |  | n/a | n/a | Identity Data | n/a | n/a
Author | n/a | 1900-12-31T23:59:59 | Submitted:Submitted for Approval | Type | NBS_iGuzziniIlluminazioneUKLtd_GnrlPrpseLmnrs_iRoll65Small_WallDownLight | NBS | n/a | n/a | Identity Data | n/a | n/a
BIMObjectName | n/a | 1900-12-31T23:59:59 | Submitted:Submitted for Approval | Type | NBS_iGuzziniIlluminazioneUKLtd_GnrlPrpseLmnrs_iRoll65Small_WallDownLight | n/a | n/a | n/a | Identity Data | n/a | n/a
Description | n/a | 1900-12-31T23:59:59 | Submitted:Submitted for Approval | Type | NBS_iGuzziniIlluminazioneUKLtd_GnrlPrpseLmnrs_iRoll65Small_WallDownLight | Direct lighting system | n/a | n/a | Identity Data | n/a | n/a
Manufacturer | n/a | 1900-12-31T23:59:59 | Submitted:Submitted for Approval | Type | NBS_iGuzziniIlluminazioneUKLtd_GnrlPrpseLmnrs_iRoll65Small_WallDownLight | iGuzzini Illuminazione (UK) Ltd | n/a | n/a | Identity Data | n/a | n/a
ModelReference | n/a | 1900-12-31T23:59:59 | Submitted:Submitted for Approval | Type | NBS_iGuzziniIlluminazioneUKLtd_GnrlPrpseLmnrs_iRoll65Small_WallDownLight | iRoll 65 Small Ceiling/Wall-mounted | n/a | n/a | Identity Data | n/a | n/a
NBSDescription | n/a | 1900-12-31T23:59:59 | Submitted:Submitted for Approval | Type | NBS_iGuzziniIlluminazioneUKLtd_GnrlPrpseLmnrs_iRoll65Small_WallDownLight | General purpose luminaires | n/a | n/a | Identity Data | n/a | n/a
NBSReference | n/a | 1900-12-31T23:59:59 | Submitted:Submitted for Approval | Type | NBS_iGuzziniIlluminazioneUKLtd_GnrlPrpseLmnrs_iRoll65Small_WallDownLight | 90-60-50/405 | n/a | n/a | Identity Data | n/a | n/a
OmniClass Number | n/a | 1900-12-31T23:59:59 | Submitted:Submitted for Approval | Type | NBS_iGuzziniIlluminazioneUKLtd_GnrlPrpseLmnrs_iRoll65Small_WallDownLight |  | n/a | n/a | Identity Data | n/a | n/a
OmniClass Title | n/a | 1900-12-31T23:59:59 | Submitted:Submitted for Approval | Type | NBS_iGuzziniIlluminazioneUKLtd_GnrlPrpseLmnrs_iRoll65Small_WallDownLight |  | n/a | n/a | Identity Data | n/a | n/a
URL | n/a | 1900-12-31T23:59:59 | Submitted:Submitted for Approval | Type | NBS_iGuzziniIlluminazioneUKLtd_GnrlPrpseLmnrs_iRoll65Small_WallDownLight |  | n/a | n/a | Identity Data | n/a | n/a
Version | n/a | 1900-12-31T23:59:59 | Submitted:Submitted for Approval | Type | NBS_iGuzziniIlluminazioneUKLtd_GnrlPrpseLmnrs_iRoll65Small_WallDownLight | 1 | n/a | n/a | Identity Data | n/a | n/a
LensMaterial | n/a | 1900-12-31T23:59:59 | Submitted:Submitted for Approval | Type | NBS_iGuzziniIlluminazioneUKLtd_GnrlPrpseLmnrs_iRoll65Small_WallDownLight | NBS_Glass | n/a | n/a | Materials and Finishes | n/a | n/a
LightFixtureMaterial | n/a | 1900-12-31T23:59:59 | Submitted:Submitted for Approval | Type | NBS_iGuzziniIlluminazioneUKLtd_GnrlPrpseLmnrs_iRoll65Small_WallDownLight | NBS_Concept | n/a | n/a | Materials and Finishes | n/a | n/a
AccessibilityPerformance | n/a | 1900-12-31T23:59:59 | Submitted:Submitted for Approval | Type | NBS_iGuzziniIlluminazioneUKLtd_GnrlPrpseLmnrs_iRoll65Small_WallDownLight | n/a | n/a | n/a | Other | n/a | n/a
AssetIdentifier | n/a | 1900-12-31T23:59:59 | Submitted:Submitted for Approval | Type | NBS_iGuzziniIlluminazioneUKLtd_GnrlPrpseLmnrs_iRoll65Small_WallDownLight | n/a | n/a | n/a | Other | n/a | n/a
AssetType | n/a | 1900-12-31T23:59:59 | Submitted:Submitted for Approval | Type | NBS_iGuzziniIlluminazioneUKLtd_GnrlPrpseLmnrs_iRoll65Small_WallDownLight | n/a | n/a | n/a | Other | n/a | n/a
BarCode | n/a | 1900-12-31T23:59:59 | Submitted:Submitted for Approval | Type | NBS_iGuzziniIlluminazioneUKLtd_GnrlPrpseLmnrs_iRoll65Small_WallDownLight | n/a | n/a | n/a | Other | n/a | n/a
Category | n/a | 1900-12-31T23:59:59 | Submitted:Submitted for Approval | Type | NBS_iGuzziniIlluminazioneUKLtd_GnrlPrpseLmnrs_iRoll65Small_WallDownLight | n/a | n/a | n/a | Other | n/a | n/a
CodePerformance | n/a | 1900-12-31T23:59:59 | Submitted:Submitted for Approval | Type | NBS_iGuzziniIlluminazioneUKLtd_GnrlPrpseLmnrs_iRoll65Small_WallDownLight | n/a | n/a | n/a | Other | n/a | n/a
Color | n/a | 1900-12-31T23:59:59 | Submitted:Submitted for Approval | Type | NBS_iGuzziniIlluminazioneUKLtd_GnrlPrpseLmnrs_iRoll65Small_WallDownLight | n/a | n/a | n/a | Other | n/a | n/a
Constituents | n/a | 1900-12-31T23:59:59 | Submitted:Submitted for Approval | Type | NBS_iGuzziniIlluminazioneUKLtd_GnrlPrpseLmnrs_iRoll65Small_WallDownLight | n/a | n/a | n/a | Other | n/a | n/a
DurationUnit | n/a | 1900-12-31T23:59:59 | Submitted:Submitted for Approval | Type | NBS_iGuzziniIlluminazioneUKLtd_GnrlPrpseLmnrs_iRoll65Small_WallDownLight | n/a | n/a | n/a | Other | n/a | n/a
ExpectedLife | n/a | 1900-12-31T23:59:59 | Submitted:Submitted for Approval | Type | NBS_iGuzziniIlluminazioneUKLtd_GnrlPrpseLmnrs_iRoll65Small_WallDownLight | n/a | n/a | n/a | Other | n/a | n/a
Features | n/a | 1900-12-31T23:59:59 | Submitted:Submitted for Approval | Type | NBS_iGuzziniIlluminazioneUKLtd_GnrlPrpseLmnrs_iRoll65Small_WallDownLight | n/a | n/a | n/a | Other | n/a | n/a
Finish | n/a | 1900-12-31T23:59:59 | Submitted:Submitted for Approval | Type | NBS_iGuzziniIlluminazioneUKLtd_GnrlPrpseLmnrs_iRoll65Small_WallDownLight | n/a | n/a | n/a | Other | n/a | n/a
Grade | n/a | 1900-12-31T23:59:59 | Submitted:Submitted for Approval | Type | NBS_iGuzziniIlluminazioneUKLtd_GnrlPrpseLmnrs_iRoll65Small_WallDownLight | n/a | n/a | n/a | Other | n/a | n/a
HasProtectiveEarth | n/a | 1900-12-31T23:59:59 | Submitted:Submitted for Approval | Type | NBS_iGuzziniIlluminazioneUKLtd_GnrlPrpseLmnrs_iRoll65Small_WallDownLight | TRUE | n/a | n/a | Other | n/a | n/a | n/a
InstallationDate | n/a | 1900-12-31T23:59:59 | Submitted:Submitted for Approval | Type | NBS_iGuzziniIlluminazioneUKLtd_GnrlPrpseLmnrs_iRoll65Small_WallDownLight | n/a | n/a | n/a | Other | n/a | n/a
InsulationStandardClass | n/a | 1900-12-31T23:59:59 | Submitted:Submitted for Approval | Type | NBS_iGuzziniIlluminazioneUKLtd_GnrlPrpseLmnrs_iRoll65Small_WallDownLight | ClassIAppliance | n/a | n/a | Other | n/a | n/a
IP_Code | n/a | 1900-12-31T23:59:59 | Submitted:Submitted for Approval | Type | NBS_iGuzziniIlluminazioneUKLtd_GnrlPrpseLmnrs_iRoll65Small_WallDownLight | IP65 | n/a | n/a | Other | n/a | n/a
Material | n/a | 1900-12-31T23:59:59 | Submitted:Submitted for Approval | Type | NBS_iGuzziniIlluminazioneUKLtd_GnrlPrpseLmnrs_iRoll65Small_WallDownLight | Die-cast aluminium | n/a | n/a | Other | n/a | n/a
ModelNumber | n/a | 1900-12-31T23:59:59 | Submitted:Submitted for Approval | Type | NBS_iGuzziniIlluminazioneUKLtd_GnrlPrpseLmnrs_iRoll65Small_WallDownLight | n/a | n/a | n/a | Other | n/a | n/a
Name | n/a | 1900-12-31T23:59:59 | Submitted:Submitted for Approval | Type | NBS_iGuzziniIlluminazioneUKLtd_GnrlPrpseLmnrs_iRoll65Small_WallDownLight | NBS_iGuzziniIlluminazioneUKLtd_GnrlPrpseLmnrs_iRoll65SmallWallDownlight | n/a | n/a | Other | n/a | n/a
NominalHeight | n/a | 1900-12-31T23:59:59 | Submitted:Submitted for Approval | Type | NBS_iGuzziniIlluminazioneUKLtd_GnrlPrpseLmnrs_iRoll65Small_WallDownLight | 287 | n/a | n/a | Other | n/a | n/a | n/a
NominalLength | n/a | 1900-12-31T23:59:59 | Submitted:Submitted for Approval | Type | NBS_iGuzziniIlluminazioneUKLtd_GnrlPrpseLmnrs_iRoll65Small_WallDownLight | 165 | n/a | n/a | Other | n/a | n/a | n/a
NominalWidth | n/a | 1900-12-31T23:59:59 | Submitted:Submitted for Approval | Type | NBS_iGuzziniIlluminazioneUKLtd_GnrlPrpseLmnrs_iRoll65Small_WallDownLight | 165 | n/a | n/a | Other | n/a | n/a | n/a
NumberOfPoles | n/a | 1900-12-31T23:59:59 | Submitted:Submitted for Approval | Type | NBS_iGuzziniIlluminazioneUKLtd_GnrlPrpseLmnrs_iRoll65Small_WallDownLight | 0 | n/a | n/a | Other | n/a | n/a | n/a
PhaseAngle | n/a | 1900-12-31T23:59:59 | Submitted:Submitted for Approval | Type | NBS_iGuzziniIlluminazioneUKLtd_GnrlPrpseLmnrs_iRoll65Small_WallDownLight | 0 | n/a | n/a | Other | n/a | n/a | n/a
PhaseReference | n/a | 1900-12-31T23:59:59 | Submitted:Submitted for Approval | Type | NBS_iGuzziniIlluminazioneUKLtd_GnrlPrpseLmnrs_iRoll65Small_WallDownLight | n/a | n/a | n/a | Other | n/a | n/a
ReplacementCost | n/a | 1900-12-31T23:59:59 | Submitted:Submitted for Approval | Type | NBS_iGuzziniIlluminazioneUKLtd_GnrlPrpseLmnrs_iRoll65Small_WallDownLight | n/a | n/a | n/a | Other | n/a | n/a
SerialNumber | n/a | 1900-12-31T23:59:59 | Submitted:Submitted for Approval | Type | NBS_iGuzziniIlluminazioneUKLtd_GnrlPrpseLmnrs_iRoll65Small_WallDownLight | n/a | n/a | n/a | Other | n/a | n/a
Shape | n/a | 1900-12-31T23:59:59 | Submitted:Submitted for Approval | Type | NBS_iGuzziniIlluminazioneUKLtd_GnrlPrpseLmnrs_iRoll65Small_WallDownLight | Circular | n/a | n/a | Other | n/a | n/a
Size | n/a | 1900-12-31T23:59:59 | Submitted:Submitted for Approval | Type | NBS_iGuzziniIlluminazioneUKLtd_GnrlPrpseLmnrs_iRoll65Small_WallDownLight | Ø 165 x 287 mm | n/a | n/a | Other | n/a | n/a
SustainabilityPerformance | n/a | 1900-12-31T23:59:59 | Submitted:Submitted for Approval | Type | NBS_iGuzziniIlluminazioneUKLtd_GnrlPrpseLmnrs_iRoll65Small_WallDownLight | n/a | n/a | n/a | Other | n/a | n/a
TagNumber | n/a | 1900-12-31T23:59:59 | Submitted:Submitted for Approval | Type | NBS_iGuzziniIlluminazioneUKLtd_GnrlPrpseLmnrs_iRoll65Small_WallDownLight | n/a | n/a | n/a | Other | n/a | n/a
WarrantyDescription | n/a | 1900-12-31T23:59:59 | Submitted:Submitted for Approval | Type | NBS_iGuzziniIlluminazioneUKLtd_GnrlPrpseLmnrs_iRoll65Small_WallDownLight | n/a | n/a | n/a | Other | n/a | n/a
WarrantyDurationLabor | n/a | 1900-12-31T23:59:59 | Submitted:Submitted for Approval | Type | NBS_iGuzziniIlluminazioneUKLtd_GnrlPrpseLmnrs_iRoll65Small_WallDownLight | n/a | n/a | n/a | Other | n/a | n/a
WarrantyDurationParts | n/a | 1900-12-31T23:59:59 | Submitted:Submitted for Approval | Type | NBS_iGuzziniIlluminazioneUKLtd_GnrlPrpseLmnrs_iRoll65Small_WallDownLight | n/a | n/a | n/a | Other | n/a | n/a
WarrantyDurationUnit | n/a | 1900-12-31T23:59:59 | Submitted:Submitted for Approval | Type | NBS_iGuzziniIlluminazioneUKLtd_GnrlPrpseLmnrs_iRoll65Small_WallDownLight | year | n/a | n/a | Other | n/a | n/a
WarrantyGuarantorLabor | n/a | 1900-12-31T23:59:59 | Submitted:Submitted for Approval | Type | NBS_iGuzziniIlluminazioneUKLtd_GnrlPrpseLmnrs_iRoll65Small_WallDownLight | n/a | n/a | n/a | Other | n/a | n/a
WarrantyGuarantorParts | n/a | 1900-12-31T23:59:59 | Submitted:Submitted for Approval | Type | NBS_iGuzziniIlluminazioneUKLtd_GnrlPrpseLmnrs_iRoll65Small_WallDownLight | n/a | n/a | n/a | Other | n/a | n/a
WarrantyStartDate | n/a | 1900-12-31T23:59:59 | Submitted:Submitted for Approval | Type | NBS_iGuzziniIlluminazioneUKLtd_GnrlPrpseLmnrs_iRoll65Small_WallDownLight | n/a | n/a | n/a | Other | n/a | n/a
Color Filter | n/a | 1900-12-31T23:59:59 | Submitted:Submitted for Approval | Type | NBS_iGuzziniIlluminazioneUKLtd_GnrlPrpseLmnrs_iRoll65Small_WallDownLight | 16777215 | n/a | n/a | Photometrics | n/a | n/a | n/a
Dimming Lamp Color Temperature Shift | n/a | 1900-12-31T23:59:59 | Submitted:Submitted for Approval | Type | NBS_iGuzziniIlluminazioneUKLtd_GnrlPrpseLmnrs_iRoll65Small_WallDownLight | <None> | n/a | n/a | Photometrics | n/a | n/a
Emit from Circle Diameter | n/a | 1900-12-31T23:59:59 | Submitted:Submitted for Approval | Type | NBS_iGuzziniIlluminazioneUKLtd_GnrlPrpseLmnrs_iRoll65Small_WallDownLight | 116.9 | n/a | n/a | Photometrics | n/a | n/a | n/a
Emit Shape Visible in Rendering | n/a | 1900-12-31T23:59:59 | Submitted:Submitted for Approval | Type | NBS_iGuzziniIlluminazioneUKLtd_GnrlPrpseLmnrs_iRoll65Small_WallDownLight | TRUE | n/a | n/a | Photometrics | n/a | n/a | n/a
Initial Color | n/a | 1900-12-31T23:59:59 | Submitted:Submitted for Approval | Type | NBS_iGuzziniIlluminazioneUKLtd_GnrlPrpseLmnrs_iRoll65Small_WallDownLight | 0 | n/a | n/a | Photometrics | n/a | n/a | n/a
Initial Intensity | n/a | 1900-12-31T23:59:59 | Submitted:Submitted for Approval | Type | NBS_iGuzziniIlluminazioneUKLtd_GnrlPrpseLmnrs_iRoll65Small_WallDownLight | 0 | n/a | n/a | Photometrics | n/a | n/a | n/a
Light Loss Factor | n/a | 1900-12-31T23:59:59 | Submitted:Submitted for Approval | Type | NBS_iGuzziniIlluminazioneUKLtd_GnrlPrpseLmnrs_iRoll65Small_WallDownLight | 0 | n/a | n/a | Photometrics | n/a | n/a | n/a
Light Source Definition (family) | n/a | 1900-12-31T23:59:59 | Submitted:Submitted for Approval | Type | NBS_iGuzziniIlluminazioneUKLtd_GnrlPrpseLmnrs_iRoll65Small_WallDownLight | Circle+Photometric Web | n/a | n/a | Photometrics | n/a | n/a
Photometric Web File | n/a | 1900-12-31T23:59:59 | Submitted:Submitted for Approval | Type | NBS_iGuzziniIlluminazioneUKLtd_GnrlPrpseLmnrs_iRoll65Small_WallDownLight | NBS_iGuzziniIlluminazioneUKLtd_GnrlPrpseLmnrs_iRoll65_BA22.ies | n/a | n/a | Photometrics | n/a | n/a
Tilt Angle | n/a | 1900-12-31T23:59:59 | Submitted:Submitted for Approval | Type | NBS_iGuzziniIlluminazioneUKLtd_GnrlPrpseLmnrs_iRoll65Small_WallDownLight | -90 | n/a | n/a | Photometrics | n/a | n/a | n/a
NumberOfSources | n/a | 1900-12-31T23:59:59 | Submitted:Submitted for Approval | Type | NBS_iGuzziniIlluminazioneUKLtd_GnrlPrpseLmnrs_iRoll65Small_WallDownLight | 1 | n/a | n/a | Pset_LightFixtureTypeCommon | n/a | n/a | n/a
TotalWattage | n/a | 1900-12-31T23:59:59 | Submitted:Submitted for Approval | Type | NBS_iGuzziniIlluminazioneUKLtd_GnrlPrpseLmnrs_iRoll65Small_WallDownLight | 3.2516 | n/a | n/a | Pset_LightFixtureTypeCommon | n/a | n/a | n/a
LightFixtureMountingType | n/a | 1900-12-31T23:59:59 | Submitted:Submitted for Approval | Type | NBS_iGuzziniIlluminazioneUKLtd_GnrlPrpseLmnrs_iRoll65Small_WallDownLight | Surface | n/a | n/a | Pset_LightFixtureTypeCommon | n/a | n/a
LightFixturePlacingType | n/a | 1900-12-31T23:59:59 | Submitted:Submitted for Approval | Type | NBS_iGuzziniIlluminazioneUKLtd_GnrlPrpseLmnrs_iRoll65Small_WallDownLight | Unset | n/a | n/a | Pset_LightFixtureTypeCommon | n/a | n/a
MaintenanceFactor | n/a | 1900-12-31T23:59:59 | Submitted:Submitted for Approval | Type | NBS_iGuzziniIlluminazioneUKLtd_GnrlPrpseLmnrs_iRoll65Small_WallDownLight | 0 | n/a | n/a | Pset_LightFixtureTypeCommon | n/a | n/a | n/a
ManufacturersSpecificInformation | n/a | 1900-12-31T23:59:59 | Submitted:Submitted for Approval | Type | NBS_iGuzziniIlluminazioneUKLtd_GnrlPrpseLmnrs_iRoll65Small_WallDownLight | n/a | n/a | n/a | Pset_LightFixtureTypeCommon | n/a | n/a
NominalFrequencyRange | n/a | 1900-12-31T23:59:59 | Submitted:Submitted for Approval | Component | NBS_iGuzziniIlluminazioneUKLtd_GnrlPrpseLmnrs_iRoll65Small_WallDownLight:NBS_iGuzziniIlluminazioneUKLtd_GnrlPrpseLmnrs_iRoll65Small_WallDownLight:863502 | 0 | n/a | n/a | Pset_ElectricalDeviceCommon | n/a | n/a | n/a
NumberOfPoles | n/a | 1900-12-31T23:59:59 | Submitted:Submitted for Approval | Component | NBS_iGuzziniIlluminazioneUKLtd_GnrlPrpseLmnrs_iRoll65Small_WallDownLight:NBS_iGuzziniIlluminazioneUKLtd_GnrlPrpseLmnrs_iRoll65Small_WallDownLight:863502 | 0 | n/a | n/a | Pset_ElectricalDeviceCommon | n/a | n/a | n/a
HasProtectiveEarth | n/a | 1900-12-31T23:59:59 | Submitted:Submitted for Approval | Component | NBS_iGuzziniIlluminazioneUKLtd_GnrlPrpseLmnrs_iRoll65Small_WallDownLight:NBS_iGuzziniIlluminazioneUKLtd_GnrlPrpseLmnrs_iRoll65Small_WallDownLight:863502 | TRUE | n/a | n/a | Pset_ElectricalDeviceCommon | n/a | n/a | n/a
IP_Code | n/a | 1900-12-31T23:59:59 | Submitted:Submitted for Approval | Component | NBS_iGuzziniIlluminazioneUKLtd_GnrlPrpseLmnrs_iRoll65Small_WallDownLight:NBS_iGuzziniIlluminazioneUKLtd_GnrlPrpseLmnrs_iRoll65Small_WallDownLight:863502 | IP65 | n/a | n/a | Pset_ElectricalDeviceCommon | n/a | n/a
InsulationStandardClass | n/a | 1900-12-31T23:59:59 | Submitted:Submitted for Approval | Component | NBS_iGuzziniIlluminazioneUKLtd_GnrlPrpseLmnrs_iRoll65Small_WallDownLight:NBS_iGuzziniIlluminazioneUKLtd_GnrlPrpseLmnrs_iRoll65Small_WallDownLight:863502 | ClassIAppliance | n/a | n/a | Pset_ElectricalDeviceCommon | n/a | n/a
NominalCurrent | n/a | 1900-12-31T23:59:59 | Submitted:Submitted for Approval | Component | NBS_iGuzziniIlluminazioneUKLtd_GnrlPrpseLmnrs_iRoll65Small_WallDownLight:NBS_iGuzziniIlluminazioneUKLtd_GnrlPrpseLmnrs_iRoll65Small_WallDownLight:863502 | 0 | n/a | n/a | Pset_ElectricalDeviceCommon | n/a | n/a | n/a
UsageCurrent | n/a | 1900-12-31T23:59:59 | Submitted:Submitted for Approval | Component | NBS_iGuzziniIlluminazioneUKLtd_GnrlPrpseLmnrs_iRoll65Small_WallDownLight:NBS_iGuzziniIlluminazioneUKLtd_GnrlPrpseLmnrs_iRoll65Small_WallDownLight:863502 | 0 | n/a | n/a | Pset_ElectricalDeviceCommon | n/a | n/a | n/a
NominalVoltage | n/a | 1900-12-31T23:59:59 | Submitted:Submitted for Approval | Component | NBS_iGuzziniIlluminazioneUKLtd_GnrlPrpseLmnrs_iRoll65Small_WallDownLight:NBS_iGuzziniIlluminazioneUKLtd_GnrlPrpseLmnrs_iRoll65Small_WallDownLight:863502 | 0 | n/a | n/a | Pset_ElectricalDeviceCommon | n/a | n/a | n/a
ElectricalDeviceNominalPower | n/a | 1900-12-31T23:59:59 | Submitted:Submitted for Approval | Component | NBS_iGuzziniIlluminazioneUKLtd_GnrlPrpseLmnrs_iRoll65Small_WallDownLight:NBS_iGuzziniIlluminazioneUKLtd_GnrlPrpseLmnrs_iRoll65Small_WallDownLight:863502 | 0 | n/a | n/a | Pset_ElectricalDeviceCommon | n/a | n/a | n/a
PhaseAngle | n/a | 1900-12-31T23:59:59 | Submitted:Submitted for Approval | Component | NBS_iGuzziniIlluminazioneUKLtd_GnrlPrpseLmnrs_iRoll65Small_WallDownLight:NBS_iGuzziniIlluminazioneUKLtd_GnrlPrpseLmnrs_iRoll65Small_WallDownLight:863502 | 0 | n/a | n/a | Pset_ElectricalDeviceCommon | n/a | n/a | n/a
PhaseReference | n/a | 1900-12-31T23:59:59 | Submitted:Submitted for Approval | Component | NBS_iGuzziniIlluminazioneUKLtd_GnrlPrpseLmnrs_iRoll65Small_WallDownLight:NBS_iGuzziniIlluminazioneUKLtd_GnrlPrpseLmnrs_iRoll65Small_WallDownLight:863502 | n/a | n/a | n/a | Pset_ElectricalDeviceCommon | n/a | n/a
ArticleNumber | n/a | 1900-12-31T23:59:59 | Submitted:Submitted for Approval | Component | NBS_iGuzziniIlluminazioneUKLtd_GnrlPrpseLmnrs_iRoll65Small_WallDownLight:NBS_iGuzziniIlluminazioneUKLtd_GnrlPrpseLmnrs_iRoll65Small_WallDownLight:863502 | n/a | n/a | n/a | Pset_ManufacturerTypeInformation | n/a | n/a
ModelReference | n/a | 1900-12-31T23:59:59 | Submitted:Submitted for Approval | Component | NBS_iGuzziniIlluminazioneUKLtd_GnrlPrpseLmnrs_iRoll65Small_WallDownLight:NBS_iGuzziniIlluminazioneUKLtd_GnrlPrpseLmnrs_iRoll65Small_WallDownLight:863502 | iRoll 65 Small Ceiling/Wall-mounted | n/a | n/a | Pset_ManufacturerTypeInformation | n/a | n/a
Manufacturer | n/a | 1900-12-31T23:59:59 | Submitted:Submitted for Approval | Component | NBS_iGuzziniIlluminazioneUKLtd_GnrlPrpseLmnrs_iRoll65Small_WallDownLight:NBS_iGuzziniIlluminazioneUKLtd_GnrlPrpseLmnrs_iRoll65Small_WallDownLight:863502 | iGuzzini Illuminazione (UK) Ltd | n/a | n/a | Pset_ManufacturerTypeInformation | n/a | n/a
Reference | n/a | 1900-12-31T23:59:59 | Submitted:Submitted for Approval | Component | NBS_iGuzziniIlluminazioneUKLtd_GnrlPrpseLmnrs_iRoll65Small_WallDownLight:NBS_iGuzziniIlluminazioneUKLtd_GnrlPrpseLmnrs_iRoll65Small_WallDownLight:863502 | NBS_iGuzziniIlluminazioneUKLtd_GnrlPrpseLmnrs_iRoll65Small_WallDownLight | n/a | n/a | Pset_DistributionFlowElementCommon | n/a | n/a
Elevation | n/a | 1900-12-31T23:59:59 | Submitted:Submitted for Approval | Component | NBS_iGuzziniIlluminazioneUKLtd_GnrlPrpseLmnrs_iRoll65Small_WallDownLight:NBS_iGuzziniIlluminazioneUKLtd_GnrlPrpseLmnrs_iRoll65Small_WallDownLight:863502 | 2100 | n/a | n/a | Constraints | n/a | n/a | n/a
Host | n/a | 1900-12-31T23:59:59 | Submitted:Submitted for Approval | Component | NBS_iGuzziniIlluminazioneUKLtd_GnrlPrpseLmnrs_iRoll65Small_WallDownLight:NBS_iGuzziniIlluminazioneUKLtd_GnrlPrpseLmnrs_iRoll65Small_WallDownLight:863502 | Timber : 150 X 400 | n/a | n/a | Constraints | n/a | n/a
Electrical Data | n/a | 1900-12-31T23:59:59 | Submitted:Submitted for Approval | Component | NBS_iGuzziniIlluminazioneUKLtd_GnrlPrpseLmnrs_iRoll65Small_WallDownLight:NBS_iGuzziniIlluminazioneUKLtd_GnrlPrpseLmnrs_iRoll65Small_WallDownLight:863502 | 0 V/1-0 VA | n/a | n/a | Electrical - Circuiting | n/a | n/a
Circuit Number | n/a | 1900-12-31T23:59:59 | Submitted:Submitted for Approval | Component | NBS_iGuzziniIlluminazioneUKLtd_GnrlPrpseLmnrs_iRoll65Small_WallDownLight:NBS_iGuzziniIlluminazioneUKLtd_GnrlPrpseLmnrs_iRoll65Small_WallDownLight:863502 |  | n/a | n/a | Electrical - Loads | n/a | n/a
Panel | n/a | 1900-12-31T23:59:59 | Submitted:Submitted for Approval | Component | NBS_iGuzziniIlluminazioneUKLtd_GnrlPrpseLmnrs_iRoll65Small_WallDownLight:NBS_iGuzziniIlluminazioneUKLtd_GnrlPrpseLmnrs_iRoll65Small_WallDownLight:863502 |  | n/a | n/a | Electrical - Loads | n/a | n/a
Mark | n/a | 1900-12-31T23:59:59 | Submitted:Submitted for Approval | Component | NBS_iGuzziniIlluminazioneUKLtd_GnrlPrpseLmnrs_iRoll65Small_WallDownLight:NBS_iGuzziniIlluminazioneUKLtd_GnrlPrpseLmnrs_iRoll65Small_WallDownLight:863502 | 12 | n/a | n/a | Identity Data | n/a | n/a
Schedule Level | n/a | 1900-12-31T23:59:59 | Submitted:Submitted for Approval | Component | NBS_iGuzziniIlluminazioneUKLtd_GnrlPrpseLmnrs_iRoll65Small_WallDownLight:NBS_iGuzziniIlluminazioneUKLtd_GnrlPrpseLmnrs_iRoll65Small_WallDownLight:863502 | Level: Ground Floor | n/a | n/a | Other | n/a | n/a
Phase Created | n/a | 1900-12-31T23:59:59 | Submitted:Submitted for Approval | Component | NBS_iGuzziniIlluminazioneUKLtd_GnrlPrpseLmnrs_iRoll65Small_WallDownLight:NBS_iGuzziniIlluminazioneUKLtd_GnrlPrpseLmnrs_iRoll65Small_WallDownLight:863502 | New Construction | n/a | n/a | Phasing | n/a | n/a
NominalFrequencyRange | n/a | 1900-12-31T23:59:59 | Submitted:Submitted for Approval | Component | NBS_iGuzziniIlluminazioneUKLtd_GnrlPrpseLmnrs_iRoll65Small_WallDownLight:NBS_iGuzziniIlluminazioneUKLtd_GnrlPrpseLmnrs_iRoll65Small_WallDownLight:863662 | 0 | n/a | n/a | Pset_ElectricalDeviceCommon | n/a | n/a | n/a
NumberOfPoles | n/a | 1900-12-31T23:59:59 | Submitted:Submitted for Approval | Component | NBS_iGuzziniIlluminazioneUKLtd_GnrlPrpseLmnrs_iRoll65Small_WallDownLight:NBS_iGuzziniIlluminazioneUKLtd_GnrlPrpseLmnrs_iRoll65Small_WallDownLight:863662 | 0 | n/a | n/a | Pset_ElectricalDeviceCommon | n/a | n/a | n/a
HasProtectiveEarth | n/a | 1900-12-31T23:59:59 | Submitted:Submitted for Approval | Component | NBS_iGuzziniIlluminazioneUKLtd_GnrlPrpseLmnrs_iRoll65Small_WallDownLight:NBS_iGuzziniIlluminazioneUKLtd_GnrlPrpseLmnrs_iRoll65Small_WallDownLight:863662 | TRUE | n/a | n/a | Pset_ElectricalDeviceCommon | n/a | n/a | n/a
IP_Code | n/a | 1900-12-31T23:59:59 | Submitted:Submitted for Approval | Component | NBS_iGuzziniIlluminazioneUKLtd_GnrlPrpseLmnrs_iRoll65Small_WallDownLight:NBS_iGuzziniIlluminazioneUKLtd_GnrlPrpseLmnrs_iRoll65Small_WallDownLight:863662 | IP65 | n/a | n/a | Pset_ElectricalDeviceCommon | n/a | n/a
InsulationStandardClass | n/a | 1900-12-31T23:59:59 | Submitted:Submitted for Approval | Component | NBS_iGuzziniIlluminazioneUKLtd_GnrlPrpseLmnrs_iRoll65Small_WallDownLight:NBS_iGuzziniIlluminazioneUKLtd_GnrlPrpseLmnrs_iRoll65Small_WallDownLight:863662 | ClassIAppliance | n/a | n/a | Pset_ElectricalDeviceCommon | n/a | n/a
NominalCurrent | n/a | 1900-12-31T23:59:59 | Submitted:Submitted for Approval | Component | NBS_iGuzziniIlluminazioneUKLtd_GnrlPrpseLmnrs_iRoll65Small_WallDownLight:NBS_iGuzziniIlluminazioneUKLtd_GnrlPrpseLmnrs_iRoll65Small_WallDownLight:863662 | 0 | n/a | n/a | Pset_ElectricalDeviceCommon | n/a | n/a | n/a
UsageCurrent | n/a | 1900-12-31T23:59:59 | Submitted:Submitted for Approval | Component | NBS_iGuzziniIlluminazioneUKLtd_GnrlPrpseLmnrs_iRoll65Small_WallDownLight:NBS_iGuzziniIlluminazioneUKLtd_GnrlPrpseLmnrs_iRoll65Small_WallDownLight:863662 | 0 | n/a | n/a | Pset_ElectricalDeviceCommon | n/a | n/a | n/a
NominalVoltage | n/a | 1900-12-31T23:59:59 | Submitted:Submitted for Approval | Component | NBS_iGuzziniIlluminazioneUKLtd_GnrlPrpseLmnrs_iRoll65Small_WallDownLight:NBS_iGuzziniIlluminazioneUKLtd_GnrlPrpseLmnrs_iRoll65Small_WallDownLight:863662 | 0 | n/a | n/a | Pset_ElectricalDeviceCommon | n/a | n/a | n/a
ElectricalDeviceNominalPower | n/a | 1900-12-31T23:59:59 | Submitted:Submitted for Approval | Component | NBS_iGuzziniIlluminazioneUKLtd_GnrlPrpseLmnrs_iRoll65Small_WallDownLight:NBS_iGuzziniIlluminazioneUKLtd_GnrlPrpseLmnrs_iRoll65Small_WallDownLight:863662 | 0 | n/a | n/a | Pset_ElectricalDeviceCommon | n/a | n/a | n/a
PhaseAngle | n/a | 1900-12-31T23:59:59 | Submitted:Submitted for Approval | Component | NBS_iGuzziniIlluminazioneUKLtd_GnrlPrpseLmnrs_iRoll65Small_WallDownLight:NBS_iGuzziniIlluminazioneUKLtd_GnrlPrpseLmnrs_iRoll65Small_WallDownLight:863662 | 0 | n/a | n/a | Pset_ElectricalDeviceCommon | n/a | n/a | n/a
PhaseReference | n/a | 1900-12-31T23:59:59 | Submitted:Submitted for Approval | Component | NBS_iGuzziniIlluminazioneUKLtd_GnrlPrpseLmnrs_iRoll65Small_WallDownLight:NBS_iGuzziniIlluminazioneUKLtd_GnrlPrpseLmnrs_iRoll65Small_WallDownLight:863662 | n/a | n/a | n/a | Pset_ElectricalDeviceCommon | n/a | n/a
ArticleNumber | n/a | 1900-12-31T23:59:59 | Submitted:Submitted for Approval | Component | NBS_iGuzziniIlluminazioneUKLtd_GnrlPrpseLmnrs_iRoll65Small_WallDownLight:NBS_iGuzziniIlluminazioneUKLtd_GnrlPrpseLmnrs_iRoll65Small_WallDownLight:863662 | n/a | n/a | n/a | Pset_ManufacturerTypeInformation | n/a | n/a
ModelReference | n/a | 1900-12-31T23:59:59 | Submitted:Submitted for Approval | Component | NBS_iGuzziniIlluminazioneUKLtd_GnrlPrpseLmnrs_iRoll65Small_WallDownLight:NBS_iGuzziniIlluminazioneUKLtd_GnrlPrpseLmnrs_iRoll65Small_WallDownLight:863662 | iRoll 65 Small Ceiling/Wall-mounted | n/a | n/a | Pset_ManufacturerTypeInformation | n/a | n/a
Manufacturer | n/a | 1900-12-31T23:59:59 | Submitted:Submitted for Approval | Component | NBS_iGuzziniIlluminazioneUKLtd_GnrlPrpseLmnrs_iRoll65Small_WallDownLight:NBS_iGuzziniIlluminazioneUKLtd_GnrlPrpseLmnrs_iRoll65Small_WallDownLight:863662 | iGuzzini Illuminazione (UK) Ltd | n/a | n/a | Pset_ManufacturerTypeInformation | n/a | n/a
Reference | n/a | 1900-12-31T23:59:59 | Submitted:Submitted for Approval | Component | NBS_iGuzziniIlluminazioneUKLtd_GnrlPrpseLmnrs_iRoll65Small_WallDownLight:NBS_iGuzziniIlluminazioneUKLtd_GnrlPrpseLmnrs_iRoll65Small_WallDownLight:863662 | NBS_iGuzziniIlluminazioneUKLtd_GnrlPrpseLmnrs_iRoll65Small_WallDownLight | n/a | n/a | Pset_DistributionFlowElementCommon | n/a | n/a
Elevation | n/a | 1900-12-31T23:59:59 | Submitted:Submitted for Approval | Component | NBS_iGuzziniIlluminazioneUKLtd_GnrlPrpseLmnrs_iRoll65Small_WallDownLight:NBS_iGuzziniIlluminazioneUKLtd_GnrlPrpseLmnrs_iRoll65Small_WallDownLight:863662 | 2100 | n/a | n/a | Constraints | n/a | n/a | n/a
Host | n/a | 1900-12-31T23:59:59 | Submitted:Submitted for Approval | Component | NBS_iGuzziniIlluminazioneUKLtd_GnrlPrpseLmnrs_iRoll65Small_WallDownLight:NBS_iGuzziniIlluminazioneUKLtd_GnrlPrpseLmnrs_iRoll65Small_WallDownLight:863662 | <not associated> | n/a | n/a | Constraints | n/a | n/a
Electrical Data | n/a | 1900-12-31T23:59:59 | Submitted:Submitted for Approval | Component | NBS_iGuzziniIlluminazioneUKLtd_GnrlPrpseLmnrs_iRoll65Small_WallDownLight:NBS_iGuzziniIlluminazioneUKLtd_GnrlPrpseLmnrs_iRoll65Small_WallDownLight:863662 | 0 V/1-0 VA | n/a | n/a | Electrical - Circuiting | n/a | n/a
Circuit Number | n/a | 1900-12-31T23:59:59 | Submitted:Submitted for Approval | Component | NBS_iGuzziniIlluminazioneUKLtd_GnrlPrpseLmnrs_iRoll65Small_WallDownLight:NBS_iGuzziniIlluminazioneUKLtd_GnrlPrpseLmnrs_iRoll65Small_WallDownLight:863662 |  | n/a | n/a | Electrical - Loads | n/a | n/a
Panel | n/a | 1900-12-31T23:59:59 | Submitted:Submitted for Approval | Component | NBS_iGuzziniIlluminazioneUKLtd_GnrlPrpseLmnrs_iRoll65Small_WallDownLight:NBS_iGuzziniIlluminazioneUKLtd_GnrlPrpseLmnrs_iRoll65Small_WallDownLight:863662 |  | n/a | n/a | Electrical - Loads | n/a | n/a
Mark | n/a | 1900-12-31T23:59:59 | Submitted:Submitted for Approval | Component | NBS_iGuzziniIlluminazioneUKLtd_GnrlPrpseLmnrs_iRoll65Small_WallDownLight:NBS_iGuzziniIlluminazioneUKLtd_GnrlPrpseLmnrs_iRoll65Small_WallDownLight:863662 | 13 | n/a | n/a | Identity Data | n/a | n/a
Schedule Level | n/a | 1900-12-31T23:59:59 | Submitted:Submitted for Approval | Component | NBS_iGuzziniIlluminazioneUKLtd_GnrlPrpseLmnrs_iRoll65Small_WallDownLight:NBS_iGuzziniIlluminazioneUKLtd_GnrlPrpseLmnrs_iRoll65Small_WallDownLight:863662 | Level: Ground Floor | n/a | n/a | Other | n/a | n/a
Phase Created | n/a | 1900-12-31T23:59:59 | Submitted:Submitted for Approval | Component | NBS_iGuzziniIlluminazioneUKLtd_GnrlPrpseLmnrs_iRoll65Small_WallDownLight:NBS_iGuzziniIlluminazioneUKLtd_GnrlPrpseLmnrs_iRoll65Small_WallDownLight:863662 | New Construction | n/a | n/a | Phasing | n/a | n/a
NominalFrequencyRange | n/a | 1900-12-31T23:59:59 | Submitted:Submitted for Approval | Component | NBS_iGuzziniIlluminazioneUKLtd_GnrlPrpseLmnrs_iRoll65Small_WallDownLight:NBS_iGuzziniIlluminazioneUKLtd_GnrlPrpseLmnrs_iRoll65Small_WallDownLight:863802 | 0 | n/a | n/a | Pset_ElectricalDeviceCommon | n/a | n/a | n/a
NumberOfPoles | n/a | 1900-12-31T23:59:59 | Submitted:Submitted for Approval | Component | NBS_iGuzziniIlluminazioneUKLtd_GnrlPrpseLmnrs_iRoll65Small_WallDownLight:NBS_iGuzziniIlluminazioneUKLtd_GnrlPrpseLmnrs_iRoll65Small_WallDownLight:863802 | 0 | n/a | n/a | Pset_ElectricalDeviceCommon | n/a | n/a | n/a
HasProtectiveEarth | n/a | 1900-12-31T23:59:59 | Submitted:Submitted for Approval | Component | NBS_iGuzziniIlluminazioneUKLtd_GnrlPrpseLmnrs_iRoll65Small_WallDownLight:NBS_iGuzziniIlluminazioneUKLtd_GnrlPrpseLmnrs_iRoll65Small_WallDownLight:863802 | TRUE | n/a | n/a | Pset_ElectricalDeviceCommon | n/a | n/a | n/a
IP_Code | n/a | 1900-12-31T23:59:59 | Submitted:Submitted for Approval | Component | NBS_iGuzziniIlluminazioneUKLtd_GnrlPrpseLmnrs_iRoll65Small_WallDownLight:NBS_iGuzziniIlluminazioneUKLtd_GnrlPrpseLmnrs_iRoll65Small_WallDownLight:863802 | IP65 | n/a | n/a | Pset_ElectricalDeviceCommon | n/a | n/a
InsulationStandardClass | n/a | 1900-12-31T23:59:59 | Submitted:Submitted for Approval | Component | NBS_iGuzziniIlluminazioneUKLtd_GnrlPrpseLmnrs_iRoll65Small_WallDownLight:NBS_iGuzziniIlluminazioneUKLtd_GnrlPrpseLmnrs_iRoll65Small_WallDownLight:863802 | ClassIAppliance | n/a | n/a | Pset_ElectricalDeviceCommon | n/a | n/a
NominalCurrent | n/a | 1900-12-31T23:59:59 | Submitted:Submitted for Approval | Component | NBS_iGuzziniIlluminazioneUKLtd_GnrlPrpseLmnrs_iRoll65Small_WallDownLight:NBS_iGuzziniIlluminazioneUKLtd_GnrlPrpseLmnrs_iRoll65Small_WallDownLight:863802 | 0 | n/a | n/a | Pset_ElectricalDeviceCommon | n/a | n/a | n/a
UsageCurrent | n/a | 1900-12-31T23:59:59 | Submitted:Submitted for Approval | Component | NBS_iGuzziniIlluminazioneUKLtd_GnrlPrpseLmnrs_iRoll65Small_WallDownLight:NBS_iGuzziniIlluminazioneUKLtd_GnrlPrpseLmnrs_iRoll65Small_WallDownLight:863802 | 0 | n/a | n/a | Pset_ElectricalDeviceCommon | n/a | n/a | n/a
NominalVoltage | n/a | 1900-12-31T23:59:59 | Submitted:Submitted for Approval | Component | NBS_iGuzziniIlluminazioneUKLtd_GnrlPrpseLmnrs_iRoll65Small_WallDownLight:NBS_iGuzziniIlluminazioneUKLtd_GnrlPrpseLmnrs_iRoll65Small_WallDownLight:863802 | 0 | n/a | n/a | Pset_ElectricalDeviceCommon | n/a | n/a | n/a
ElectricalDeviceNominalPower | n/a | 1900-12-31T23:59:59 | Submitted:Submitted for Approval | Component | NBS_iGuzziniIlluminazioneUKLtd_GnrlPrpseLmnrs_iRoll65Small_WallDownLight:NBS_iGuzziniIlluminazioneUKLtd_GnrlPrpseLmnrs_iRoll65Small_WallDownLight:863802 | 0 | n/a | n/a | Pset_ElectricalDeviceCommon | n/a | n/a | n/a
PhaseAngle | n/a | 1900-12-31T23:59:59 | Submitted:Submitted for Approval | Component | NBS_iGuzziniIlluminazioneUKLtd_GnrlPrpseLmnrs_iRoll65Small_WallDownLight:NBS_iGuzziniIlluminazioneUKLtd_GnrlPrpseLmnrs_iRoll65Small_WallDownLight:863802 | 0 | n/a | n/a | Pset_ElectricalDeviceCommon | n/a | n/a | n/a
PhaseReference | n/a | 1900-12-31T23:59:59 | Submitted:Submitted for Approval | Component | NBS_iGuzziniIlluminazioneUKLtd_GnrlPrpseLmnrs_iRoll65Small_WallDownLight:NBS_iGuzziniIlluminazioneUKLtd_GnrlPrpseLmnrs_iRoll65Small_WallDownLight:863802 | n/a | n/a | n/a | Pset_ElectricalDeviceCommon | n/a | n/a
ArticleNumber | n/a | 1900-12-31T23:59:59 | Submitted:Submitted for Approval | Component | NBS_iGuzziniIlluminazioneUKLtd_GnrlPrpseLmnrs_iRoll65Small_WallDownLight:NBS_iGuzziniIlluminazioneUKLtd_GnrlPrpseLmnrs_iRoll65Small_WallDownLight:863802 | n/a | n/a | n/a | Pset_ManufacturerTypeInformation | n/a | n/a
ModelReference | n/a | 1900-12-31T23:59:59 | Submitted:Submitted for Approval | Component | NBS_iGuzziniIlluminazioneUKLtd_GnrlPrpseLmnrs_iRoll65Small_WallDownLight:NBS_iGuzziniIlluminazioneUKLtd_GnrlPrpseLmnrs_iRoll65Small_WallDownLight:863802 | iRoll 65 Small Ceiling/Wall-mounted | n/a | n/a | Pset_ManufacturerTypeInformation | n/a | n/a
Manufacturer | n/a | 1900-12-31T23:59:59 | Submitted:Submitted for Approval | Component | NBS_iGuzziniIlluminazioneUKLtd_GnrlPrpseLmnrs_iRoll65Small_WallDownLight:NBS_iGuzziniIlluminazioneUKLtd_GnrlPrpseLmnrs_iRoll65Small_WallDownLight:863802 | iGuzzini Illuminazione (UK) Ltd | n/a | n/a | Pset_ManufacturerTypeInformation | n/a | n/a
Reference | n/a | 1900-12-31T23:59:59 | Submitted:Submitted for Approval | Component | NBS_iGuzziniIlluminazioneUKLtd_GnrlPrpseLmnrs_iRoll65Small_WallDownLight:NBS_iGuzziniIlluminazioneUKLtd_GnrlPrpseLmnrs_iRoll65Small_WallDownLight:863802 | NBS_iGuzziniIlluminazioneUKLtd_GnrlPrpseLmnrs_iRoll65Small_WallDownLight | n/a | n/a | Pset_DistributionFlowElementCommon | n/a | n/a
Elevation | n/a | 1900-12-31T23:59:59 | Submitted:Submitted for Approval | Component | NBS_iGuzziniIlluminazioneUKLtd_GnrlPrpseLmnrs_iRoll65Small_WallDownLight:NBS_iGuzziniIlluminazioneUKLtd_GnrlPrpseLmnrs_iRoll65Small_WallDownLight:863802 | 2100 | n/a | n/a | Constraints | n/a | n/a | n/a
Host | n/a | 1900-12-31T23:59:59 | Submitted:Submitted for Approval | Component | NBS_iGuzziniIlluminazioneUKLtd_GnrlPrpseLmnrs_iRoll65Small_WallDownLight:NBS_iGuzziniIlluminazioneUKLtd_GnrlPrpseLmnrs_iRoll65Small_WallDownLight:863802 | Timber : 150 X 400 | n/a | n/a | Constraints | n/a | n/a
Electrical Data | n/a | 1900-12-31T23:59:59 | Submitted:Submitted for Approval | Component | NBS_iGuzziniIlluminazioneUKLtd_GnrlPrpseLmnrs_iRoll65Small_WallDownLight:NBS_iGuzziniIlluminazioneUKLtd_GnrlPrpseLmnrs_iRoll65Small_WallDownLight:863802 | 0 V/1-0 VA | n/a | n/a | Electrical - Circuiting | n/a | n/a
Circuit Number | n/a | 1900-12-31T23:59:59 | Submitted:Submitted for Approval | Component | NBS_iGuzziniIlluminazioneUKLtd_GnrlPrpseLmnrs_iRoll65Small_WallDownLight:NBS_iGuzziniIlluminazioneUKLtd_GnrlPrpseLmnrs_iRoll65Small_WallDownLight:863802 |  | n/a | n/a | Electrical - Loads | n/a | n/a
Panel | n/a | 1900-12-31T23:59:59 | Submitted:Submitted for Approval | Component | NBS_iGuzziniIlluminazioneUKLtd_GnrlPrpseLmnrs_iRoll65Small_WallDownLight:NBS_iGuzziniIlluminazioneUKLtd_GnrlPrpseLmnrs_iRoll65Small_WallDownLight:863802 |  | n/a | n/a | Electrical - Loads | n/a | n/a
Mark | n/a | 1900-12-31T23:59:59 | Submitted:Submitted for Approval | Component | NBS_iGuzziniIlluminazioneUKLtd_GnrlPrpseLmnrs_iRoll65Small_WallDownLight:NBS_iGuzziniIlluminazioneUKLtd_GnrlPrpseLmnrs_iRoll65Small_WallDownLight:863802 | 14 | n/a | n/a | Identity Data | n/a | n/a
Schedule Level | n/a | 1900-12-31T23:59:59 | Submitted:Submitted for Approval | Component | NBS_iGuzziniIlluminazioneUKLtd_GnrlPrpseLmnrs_iRoll65Small_WallDownLight:NBS_iGuzziniIlluminazioneUKLtd_GnrlPrpseLmnrs_iRoll65Small_WallDownLight:863802 | Level: Ground Floor | n/a | n/a | Other | n/a | n/a
Phase Created | n/a | 1900-12-31T23:59:59 | Submitted:Submitted for Approval | Component | NBS_iGuzziniIlluminazioneUKLtd_GnrlPrpseLmnrs_iRoll65Small_WallDownLight:NBS_iGuzziniIlluminazioneUKLtd_GnrlPrpseLmnrs_iRoll65Small_WallDownLight:863802 | New Construction | n/a | n/a | Phasing | n/a | n/a
NominalFrequencyRange | n/a | 1900-12-31T23:59:59 | Submitted:Submitted for Approval | Component | NBS_iGuzziniIlluminazioneUKLtd_GnrlPrpseLmnrs_iRoll65Small_WallDownLight:NBS_iGuzziniIlluminazioneUKLtd_GnrlPrpseLmnrs_iRoll65Small_WallDownLight:863835 | 0 | n/a | n/a | Pset_ElectricalDeviceCommon | n/a | n/a | n/a
NumberOfPoles | n/a | 1900-12-31T23:59:59 | Submitted:Submitted for Approval | Component | NBS_iGuzziniIlluminazioneUKLtd_GnrlPrpseLmnrs_iRoll65Small_WallDownLight:NBS_iGuzziniIlluminazioneUKLtd_GnrlPrpseLmnrs_iRoll65Small_WallDownLight:863835 | 0 | n/a | n/a | Pset_ElectricalDeviceCommon | n/a | n/a | n/a
HasProtectiveEarth | n/a | 1900-12-31T23:59:59 | Submitted:Submitted for Approval | Component | NBS_iGuzziniIlluminazioneUKLtd_GnrlPrpseLmnrs_iRoll65Small_WallDownLight:NBS_iGuzziniIlluminazioneUKLtd_GnrlPrpseLmnrs_iRoll65Small_WallDownLight:863835 | TRUE | n/a | n/a | Pset_ElectricalDeviceCommon | n/a | n/a | n/a
IP_Code | n/a | 1900-12-31T23:59:59 | Submitted:Submitted for Approval | Component | NBS_iGuzziniIlluminazioneUKLtd_GnrlPrpseLmnrs_iRoll65Small_WallDownLight:NBS_iGuzziniIlluminazioneUKLtd_GnrlPrpseLmnrs_iRoll65Small_WallDownLight:863835 | IP65 | n/a | n/a | Pset_ElectricalDeviceCommon | n/a | n/a
InsulationStandardClass | n/a | 1900-12-31T23:59:59 | Submitted:Submitted for Approval | Component | NBS_iGuzziniIlluminazioneUKLtd_GnrlPrpseLmnrs_iRoll65Small_WallDownLight:NBS_iGuzziniIlluminazioneUKLtd_GnrlPrpseLmnrs_iRoll65Small_WallDownLight:863835 | ClassIAppliance | n/a | n/a | Pset_ElectricalDeviceCommon | n/a | n/a
NominalCurrent | n/a | 1900-12-31T23:59:59 | Submitted:Submitted for Approval | Component | NBS_iGuzziniIlluminazioneUKLtd_GnrlPrpseLmnrs_iRoll65Small_WallDownLight:NBS_iGuzziniIlluminazioneUKLtd_GnrlPrpseLmnrs_iRoll65Small_WallDownLight:863835 | 0 | n/a | n/a | Pset_ElectricalDeviceCommon | n/a | n/a | n/a
UsageCurrent | n/a | 1900-12-31T23:59:59 | Submitted:Submitted for Approval | Component | NBS_iGuzziniIlluminazioneUKLtd_GnrlPrpseLmnrs_iRoll65Small_WallDownLight:NBS_iGuzziniIlluminazioneUKLtd_GnrlPrpseLmnrs_iRoll65Small_WallDownLight:863835 | 0 | n/a | n/a | Pset_ElectricalDeviceCommon | n/a | n/a | n/a
NominalVoltage | n/a | 1900-12-31T23:59:59 | Submitted:Submitted for Approval | Component | NBS_iGuzziniIlluminazioneUKLtd_GnrlPrpseLmnrs_iRoll65Small_WallDownLight:NBS_iGuzziniIlluminazioneUKLtd_GnrlPrpseLmnrs_iRoll65Small_WallDownLight:863835 | 0 | n/a | n/a | Pset_ElectricalDeviceCommon | n/a | n/a | n/a
ElectricalDeviceNominalPower | n/a | 1900-12-31T23:59:59 | Submitted:Submitted for Approval | Component | NBS_iGuzziniIlluminazioneUKLtd_GnrlPrpseLmnrs_iRoll65Small_WallDownLight:NBS_iGuzziniIlluminazioneUKLtd_GnrlPrpseLmnrs_iRoll65Small_WallDownLight:863835 | 0 | n/a | n/a | Pset_ElectricalDeviceCommon | n/a | n/a | n/a
PhaseAngle | n/a | 1900-12-31T23:59:59 | Submitted:Submitted for Approval | Component | NBS_iGuzziniIlluminazioneUKLtd_GnrlPrpseLmnrs_iRoll65Small_WallDownLight:NBS_iGuzziniIlluminazioneUKLtd_GnrlPrpseLmnrs_iRoll65Small_WallDownLight:863835 | 0 | n/a | n/a | Pset_ElectricalDeviceCommon | n/a | n/a | n/a
PhaseReference | n/a | 1900-12-31T23:59:59 | Submitted:Submitted for Approval | Component | NBS_iGuzziniIlluminazioneUKLtd_GnrlPrpseLmnrs_iRoll65Small_WallDownLight:NBS_iGuzziniIlluminazioneUKLtd_GnrlPrpseLmnrs_iRoll65Small_WallDownLight:863835 | n/a | n/a | n/a | Pset_ElectricalDeviceCommon | n/a | n/a
ArticleNumber | n/a | 1900-12-31T23:59:59 | Submitted:Submitted for Approval | Component | NBS_iGuzziniIlluminazioneUKLtd_GnrlPrpseLmnrs_iRoll65Small_WallDownLight:NBS_iGuzziniIlluminazioneUKLtd_GnrlPrpseLmnrs_iRoll65Small_WallDownLight:863835 | n/a | n/a | n/a | Pset_ManufacturerTypeInformation | n/a | n/a
ModelReference | n/a | 1900-12-31T23:59:59 | Submitted:Submitted for Approval | Component | NBS_iGuzziniIlluminazioneUKLtd_GnrlPrpseLmnrs_iRoll65Small_WallDownLight:NBS_iGuzziniIlluminazioneUKLtd_GnrlPrpseLmnrs_iRoll65Small_WallDownLight:863835 | iRoll 65 Small Ceiling/Wall-mounted | n/a | n/a | Pset_ManufacturerTypeInformation | n/a | n/a
Manufacturer | n/a | 1900-12-31T23:59:59 | Submitted:Submitted for Approval | Component | NBS_iGuzziniIlluminazioneUKLtd_GnrlPrpseLmnrs_iRoll65Small_WallDownLight:NBS_iGuzziniIlluminazioneUKLtd_GnrlPrpseLmnrs_iRoll65Small_WallDownLight:863835 | iGuzzini Illuminazione (UK) Ltd | n/a | n/a | Pset_ManufacturerTypeInformation | n/a | n/a
Reference | n/a | 1900-12-31T23:59:59 | Submitted:Submitted for Approval | Component | NBS_iGuzziniIlluminazioneUKLtd_GnrlPrpseLmnrs_iRoll65Small_WallDownLight:NBS_iGuzziniIlluminazioneUKLtd_GnrlPrpseLmnrs_iRoll65Small_WallDownLight:863835 | NBS_iGuzziniIlluminazioneUKLtd_GnrlPrpseLmnrs_iRoll65Small_WallDownLight | n/a | n/a | Pset_DistributionFlowElementCommon | n/a | n/a
Elevation | n/a | 1900-12-31T23:59:59 | Submitted:Submitted for Approval | Component | NBS_iGuzziniIlluminazioneUKLtd_GnrlPrpseLmnrs_iRoll65Small_WallDownLight:NBS_iGuzziniIlluminazioneUKLtd_GnrlPrpseLmnrs_iRoll65Small_WallDownLight:863835 | 2100 | n/a | n/a | Constraints | n/a | n/a | n/a
Host | n/a | 1900-12-31T23:59:59 | Submitted:Submitted for Approval | Component | NBS_iGuzziniIlluminazioneUKLtd_GnrlPrpseLmnrs_iRoll65Small_WallDownLight:NBS_iGuzziniIlluminazioneUKLtd_GnrlPrpseLmnrs_iRoll65Small_WallDownLight:863835 | Timber : 150 X 400 | n/a | n/a | Constraints | n/a | n/a
Electrical Data | n/a | 1900-12-31T23:59:59 | Submitted:Submitted for Approval | Component | NBS_iGuzziniIlluminazioneUKLtd_GnrlPrpseLmnrs_iRoll65Small_WallDownLight:NBS_iGuzziniIlluminazioneUKLtd_GnrlPrpseLmnrs_iRoll65Small_WallDownLight:863835 | 0 V/1-0 VA | n/a | n/a | Electrical - Circuiting | n/a | n/a
Circuit Number | n/a | 1900-12-31T23:59:59 | Submitted:Submitted for Approval | Component | NBS_iGuzziniIlluminazioneUKLtd_GnrlPrpseLmnrs_iRoll65Small_WallDownLight:NBS_iGuzziniIlluminazioneUKLtd_GnrlPrpseLmnrs_iRoll65Small_WallDownLight:863835 |  | n/a | n/a | Electrical - Loads | n/a | n/a
Panel | n/a | 1900-12-31T23:59:59 | Submitted:Submitted for Approval | Component | NBS_iGuzziniIlluminazioneUKLtd_GnrlPrpseLmnrs_iRoll65Small_WallDownLight:NBS_iGuzziniIlluminazioneUKLtd_GnrlPrpseLmnrs_iRoll65Small_WallDownLight:863835 |  | n/a | n/a | Electrical - Loads | n/a | n/a
Mark | n/a | 1900-12-31T23:59:59 | Submitted:Submitted for Approval | Component | NBS_iGuzziniIlluminazioneUKLtd_GnrlPrpseLmnrs_iRoll65Small_WallDownLight:NBS_iGuzziniIlluminazioneUKLtd_GnrlPrpseLmnrs_iRoll65Small_WallDownLight:863835 | 15 | n/a | n/a | Identity Data | n/a | n/a
Schedule Level | n/a | 1900-12-31T23:59:59 | Submitted:Submitted for Approval | Component | NBS_iGuzziniIlluminazioneUKLtd_GnrlPrpseLmnrs_iRoll65Small_WallDownLight:NBS_iGuzziniIlluminazioneUKLtd_GnrlPrpseLmnrs_iRoll65Small_WallDownLight:863835 | Level: Ground Floor | n/a | n/a | Other | n/a | n/a
Phase Created | n/a | 1900-12-31T23:59:59 | Submitted:Submitted for Approval | Component | NBS_iGuzziniIlluminazioneUKLtd_GnrlPrpseLmnrs_iRoll65Small_WallDownLight:NBS_iGuzziniIlluminazioneUKLtd_GnrlPrpseLmnrs_iRoll65Small_WallDownLight:863835 | New Construction | n/a | n/a | Phasing | n/a | n/a
NominalFrequencyRange | n/a | 1900-12-31T23:59:59 | Submitted:Submitted for Approval | Component | NBS_iGuzziniIlluminazioneUKLtd_GnrlPrpseLmnrs_iRoll65Small_WallDownLight:NBS_iGuzziniIlluminazioneUKLtd_GnrlPrpseLmnrs_iRoll65Small_WallDownLight:864132 | 0 | n/a | n/a | Pset_ElectricalDeviceCommon | n/a | n/a | n/a
NumberOfPoles | n/a | 1900-12-31T23:59:59 | Submitted:Submitted for Approval | Component | NBS_iGuzziniIlluminazioneUKLtd_GnrlPrpseLmnrs_iRoll65Small_WallDownLight:NBS_iGuzziniIlluminazioneUKLtd_GnrlPrpseLmnrs_iRoll65Small_WallDownLight:864132 | 0 | n/a | n/a | Pset_ElectricalDeviceCommon | n/a | n/a | n/a
HasProtectiveEarth | n/a | 1900-12-31T23:59:59 | Submitted:Submitted for Approval | Component | NBS_iGuzziniIlluminazioneUKLtd_GnrlPrpseLmnrs_iRoll65Small_WallDownLight:NBS_iGuzziniIlluminazioneUKLtd_GnrlPrpseLmnrs_iRoll65Small_WallDownLight:864132 | TRUE | n/a | n/a | Pset_ElectricalDeviceCommon | n/a | n/a | n/a
IP_Code | n/a | 1900-12-31T23:59:59 | Submitted:Submitted for Approval | Component | NBS_iGuzziniIlluminazioneUKLtd_GnrlPrpseLmnrs_iRoll65Small_WallDownLight:NBS_iGuzziniIlluminazioneUKLtd_GnrlPrpseLmnrs_iRoll65Small_WallDownLight:864132 | IP65 | n/a | n/a | Pset_ElectricalDeviceCommon | n/a | n/a
InsulationStandardClass | n/a | 1900-12-31T23:59:59 | Submitted:Submitted for Approval | Component | NBS_iGuzziniIlluminazioneUKLtd_GnrlPrpseLmnrs_iRoll65Small_WallDownLight:NBS_iGuzziniIlluminazioneUKLtd_GnrlPrpseLmnrs_iRoll65Small_WallDownLight:864132 | ClassIAppliance | n/a | n/a | Pset_ElectricalDeviceCommon | n/a | n/a
NominalCurrent | n/a | 1900-12-31T23:59:59 | Submitted:Submitted for Approval | Component | NBS_iGuzziniIlluminazioneUKLtd_GnrlPrpseLmnrs_iRoll65Small_WallDownLight:NBS_iGuzziniIlluminazioneUKLtd_GnrlPrpseLmnrs_iRoll65Small_WallDownLight:864132 | 0 | n/a | n/a | Pset_ElectricalDeviceCommon | n/a | n/a | n/a
UsageCurrent | n/a | 1900-12-31T23:59:59 | Submitted:Submitted for Approval | Component | NBS_iGuzziniIlluminazioneUKLtd_GnrlPrpseLmnrs_iRoll65Small_WallDownLight:NBS_iGuzziniIlluminazioneUKLtd_GnrlPrpseLmnrs_iRoll65Small_WallDownLight:864132 | 0 | n/a | n/a | Pset_ElectricalDeviceCommon | n/a | n/a | n/a
NominalVoltage | n/a | 1900-12-31T23:59:59 | Submitted:Submitted for Approval | Component | NBS_iGuzziniIlluminazioneUKLtd_GnrlPrpseLmnrs_iRoll65Small_WallDownLight:NBS_iGuzziniIlluminazioneUKLtd_GnrlPrpseLmnrs_iRoll65Small_WallDownLight:864132 | 0 | n/a | n/a | Pset_ElectricalDeviceCommon | n/a | n/a | n/a
ElectricalDeviceNominalPower | n/a | 1900-12-31T23:59:59 | Submitted:Submitted for Approval | Component | NBS_iGuzziniIlluminazioneUKLtd_GnrlPrpseLmnrs_iRoll65Small_WallDownLight:NBS_iGuzziniIlluminazioneUKLtd_GnrlPrpseLmnrs_iRoll65Small_WallDownLight:864132 | 0 | n/a | n/a | Pset_ElectricalDeviceCommon | n/a | n/a | n/a
PhaseAngle | n/a | 1900-12-31T23:59:59 | Submitted:Submitted for Approval | Component | NBS_iGuzziniIlluminazioneUKLtd_GnrlPrpseLmnrs_iRoll65Small_WallDownLight:NBS_iGuzziniIlluminazioneUKLtd_GnrlPrpseLmnrs_iRoll65Small_WallDownLight:864132 | 0 | n/a | n/a | Pset_ElectricalDeviceCommon | n/a | n/a | n/a
PhaseReference | n/a | 1900-12-31T23:59:59 | Submitted:Submitted for Approval | Component | NBS_iGuzziniIlluminazioneUKLtd_GnrlPrpseLmnrs_iRoll65Small_WallDownLight:NBS_iGuzziniIlluminazioneUKLtd_GnrlPrpseLmnrs_iRoll65Small_WallDownLight:864132 | n/a | n/a | n/a | Pset_ElectricalDeviceCommon | n/a | n/a
ArticleNumber | n/a | 1900-12-31T23:59:59 | Submitted:Submitted for Approval | Component | NBS_iGuzziniIlluminazioneUKLtd_GnrlPrpseLmnrs_iRoll65Small_WallDownLight:NBS_iGuzziniIlluminazioneUKLtd_GnrlPrpseLmnrs_iRoll65Small_WallDownLight:864132 | n/a | n/a | n/a | Pset_ManufacturerTypeInformation | n/a | n/a
ModelReference | n/a | 1900-12-31T23:59:59 | Submitted:Submitted for Approval | Component | NBS_iGuzziniIlluminazioneUKLtd_GnrlPrpseLmnrs_iRoll65Small_WallDownLight:NBS_iGuzziniIlluminazioneUKLtd_GnrlPrpseLmnrs_iRoll65Small_WallDownLight:864132 | iRoll 65 Small Ceiling/Wall-mounted | n/a | n/a | Pset_ManufacturerTypeInformation | n/a | n/a
Manufacturer | n/a | 1900-12-31T23:59:59 | Submitted:Submitted for Approval | Component | NBS_iGuzziniIlluminazioneUKLtd_GnrlPrpseLmnrs_iRoll65Small_WallDownLight:NBS_iGuzziniIlluminazioneUKLtd_GnrlPrpseLmnrs_iRoll65Small_WallDownLight:864132 | iGuzzini Illuminazione (UK) Ltd | n/a | n/a | Pset_ManufacturerTypeInformation | n/a | n/a
Reference | n/a | 1900-12-31T23:59:59 | Submitted:Submitted for Approval | Component | NBS_iGuzziniIlluminazioneUKLtd_GnrlPrpseLmnrs_iRoll65Small_WallDownLight:NBS_iGuzziniIlluminazioneUKLtd_GnrlPrpseLmnrs_iRoll65Small_WallDownLight:864132 | NBS_iGuzziniIlluminazioneUKLtd_GnrlPrpseLmnrs_iRoll65Small_WallDownLight | n/a | n/a | Pset_DistributionFlowElementCommon | n/a | n/a
Elevation | n/a | 1900-12-31T23:59:59 | Submitted:Submitted for Approval | Component | NBS_iGuzziniIlluminazioneUKLtd_GnrlPrpseLmnrs_iRoll65Small_WallDownLight:NBS_iGuzziniIlluminazioneUKLtd_GnrlPrpseLmnrs_iRoll65Small_WallDownLight:864132 | 2100 | n/a | n/a | Constraints | n/a | n/a | n/a
Host | n/a | 1900-12-31T23:59:59 | Submitted:Submitted for Approval | Component | NBS_iGuzziniIlluminazioneUKLtd_GnrlPrpseLmnrs_iRoll65Small_WallDownLight:NBS_iGuzziniIlluminazioneUKLtd_GnrlPrpseLmnrs_iRoll65Small_WallDownLight:864132 | Timber : 150 X 400 | n/a | n/a | Constraints | n/a | n/a
Electrical Data | n/a | 1900-12-31T23:59:59 | Submitted:Submitted for Approval | Component | NBS_iGuzziniIlluminazioneUKLtd_GnrlPrpseLmnrs_iRoll65Small_WallDownLight:NBS_iGuzziniIlluminazioneUKLtd_GnrlPrpseLmnrs_iRoll65Small_WallDownLight:864132 | 0 V/1-0 VA | n/a | n/a | Electrical - Circuiting | n/a | n/a
Circuit Number | n/a | 1900-12-31T23:59:59 | Submitted:Submitted for Approval | Component | NBS_iGuzziniIlluminazioneUKLtd_GnrlPrpseLmnrs_iRoll65Small_WallDownLight:NBS_iGuzziniIlluminazioneUKLtd_GnrlPrpseLmnrs_iRoll65Small_WallDownLight:864132 |  | n/a | n/a | Electrical - Loads | n/a | n/a
Panel | n/a | 1900-12-31T23:59:59 | Submitted:Submitted for Approval | Component | NBS_iGuzziniIlluminazioneUKLtd_GnrlPrpseLmnrs_iRoll65Small_WallDownLight:NBS_iGuzziniIlluminazioneUKLtd_GnrlPrpseLmnrs_iRoll65Small_WallDownLight:864132 |  | n/a | n/a | Electrical - Loads | n/a | n/a
Mark | n/a | 1900-12-31T23:59:59 | Submitted:Submitted for Approval | Component | NBS_iGuzziniIlluminazioneUKLtd_GnrlPrpseLmnrs_iRoll65Small_WallDownLight:NBS_iGuzziniIlluminazioneUKLtd_GnrlPrpseLmnrs_iRoll65Small_WallDownLight:864132 | 16 | n/a | n/a | Identity Data | n/a | n/a
Schedule Level | n/a | 1900-12-31T23:59:59 | Submitted:Submitted for Approval | Component | NBS_iGuzziniIlluminazioneUKLtd_GnrlPrpseLmnrs_iRoll65Small_WallDownLight:NBS_iGuzziniIlluminazioneUKLtd_GnrlPrpseLmnrs_iRoll65Small_WallDownLight:864132 | Level: Ground Floor | n/a | n/a | Other | n/a | n/a
Phase Created | n/a | 1900-12-31T23:59:59 | Submitted:Submitted for Approval | Component | NBS_iGuzziniIlluminazioneUKLtd_GnrlPrpseLmnrs_iRoll65Small_WallDownLight:NBS_iGuzziniIlluminazioneUKLtd_GnrlPrpseLmnrs_iRoll65Small_WallDownLight:864132 | New Construction | n/a | n/a | Phasing | n/a | n/a
NominalFrequencyRange | n/a | 1900-12-31T23:59:59 | Submitted:Submitted for Approval | Component | NBS_iGuzziniIlluminazioneUKLtd_GnrlPrpseLmnrs_iRoll65Small_WallDownLight:NBS_iGuzziniIlluminazioneUKLtd_GnrlPrpseLmnrs_iRoll65Small_WallDownLight:864182 | 0 | n/a | n/a | Pset_ElectricalDeviceCommon | n/a | n/a | n/a
NumberOfPoles | n/a | 1900-12-31T23:59:59 | Submitted:Submitted for Approval | Component | NBS_iGuzziniIlluminazioneUKLtd_GnrlPrpseLmnrs_iRoll65Small_WallDownLight:NBS_iGuzziniIlluminazioneUKLtd_GnrlPrpseLmnrs_iRoll65Small_WallDownLight:864182 | 0 | n/a | n/a | Pset_ElectricalDeviceCommon | n/a | n/a | n/a
HasProtectiveEarth | n/a | 1900-12-31T23:59:59 | Submitted:Submitted for Approval | Component | NBS_iGuzziniIlluminazioneUKLtd_GnrlPrpseLmnrs_iRoll65Small_WallDownLight:NBS_iGuzziniIlluminazioneUKLtd_GnrlPrpseLmnrs_iRoll65Small_WallDownLight:864182 | TRUE | n/a | n/a | Pset_ElectricalDeviceCommon | n/a | n/a | n/a
IP_Code | n/a | 1900-12-31T23:59:59 | Submitted:Submitted for Approval | Component | NBS_iGuzziniIlluminazioneUKLtd_GnrlPrpseLmnrs_iRoll65Small_WallDownLight:NBS_iGuzziniIlluminazioneUKLtd_GnrlPrpseLmnrs_iRoll65Small_WallDownLight:864182 | IP65 | n/a | n/a | Pset_ElectricalDeviceCommon | n/a | n/a
InsulationStandardClass | n/a | 1900-12-31T23:59:59 | Submitted:Submitted for Approval | Component | NBS_iGuzziniIlluminazioneUKLtd_GnrlPrpseLmnrs_iRoll65Small_WallDownLight:NBS_iGuzziniIlluminazioneUKLtd_GnrlPrpseLmnrs_iRoll65Small_WallDownLight:864182 | ClassIAppliance | n/a | n/a | Pset_ElectricalDeviceCommon | n/a | n/a
NominalCurrent | n/a | 1900-12-31T23:59:59 | Submitted:Submitted for Approval | Component | NBS_iGuzziniIlluminazioneUKLtd_GnrlPrpseLmnrs_iRoll65Small_WallDownLight:NBS_iGuzziniIlluminazioneUKLtd_GnrlPrpseLmnrs_iRoll65Small_WallDownLight:864182 | 0 | n/a | n/a | Pset_ElectricalDeviceCommon | n/a | n/a | n/a
UsageCurrent | n/a | 1900-12-31T23:59:59 | Submitted:Submitted for Approval | Component | NBS_iGuzziniIlluminazioneUKLtd_GnrlPrpseLmnrs_iRoll65Small_WallDownLight:NBS_iGuzziniIlluminazioneUKLtd_GnrlPrpseLmnrs_iRoll65Small_WallDownLight:864182 | 0 | n/a | n/a | Pset_ElectricalDeviceCommon | n/a | n/a | n/a
NominalVoltage | n/a | 1900-12-31T23:59:59 | Submitted:Submitted for Approval | Component | NBS_iGuzziniIlluminazioneUKLtd_GnrlPrpseLmnrs_iRoll65Small_WallDownLight:NBS_iGuzziniIlluminazioneUKLtd_GnrlPrpseLmnrs_iRoll65Small_WallDownLight:864182 | 0 | n/a | n/a | Pset_ElectricalDeviceCommon | n/a | n/a | n/a
ElectricalDeviceNominalPower | n/a | 1900-12-31T23:59:59 | Submitted:Submitted for Approval | Component | NBS_iGuzziniIlluminazioneUKLtd_GnrlPrpseLmnrs_iRoll65Small_WallDownLight:NBS_iGuzziniIlluminazioneUKLtd_GnrlPrpseLmnrs_iRoll65Small_WallDownLight:864182 | 0 | n/a | n/a | Pset_ElectricalDeviceCommon | n/a | n/a | n/a
PhaseAngle | n/a | 1900-12-31T23:59:59 | Submitted:Submitted for Approval | Component | NBS_iGuzziniIlluminazioneUKLtd_GnrlPrpseLmnrs_iRoll65Small_WallDownLight:NBS_iGuzziniIlluminazioneUKLtd_GnrlPrpseLmnrs_iRoll65Small_WallDownLight:864182 | 0 | n/a | n/a | Pset_ElectricalDeviceCommon | n/a | n/a | n/a
PhaseReference | n/a | 1900-12-31T23:59:59 | Submitted:Submitted for Approval | Component | NBS_iGuzziniIlluminazioneUKLtd_GnrlPrpseLmnrs_iRoll65Small_WallDownLight:NBS_iGuzziniIlluminazioneUKLtd_GnrlPrpseLmnrs_iRoll65Small_WallDownLight:864182 | n/a | n/a | n/a | Pset_ElectricalDeviceCommon | n/a | n/a
ArticleNumber | n/a | 1900-12-31T23:59:59 | Submitted:Submitted for Approval | Component | NBS_iGuzziniIlluminazioneUKLtd_GnrlPrpseLmnrs_iRoll65Small_WallDownLight:NBS_iGuzziniIlluminazioneUKLtd_GnrlPrpseLmnrs_iRoll65Small_WallDownLight:864182 | n/a | n/a | n/a | Pset_ManufacturerTypeInformation | n/a | n/a
ModelReference | n/a | 1900-12-31T23:59:59 | Submitted:Submitted for Approval | Component | NBS_iGuzziniIlluminazioneUKLtd_GnrlPrpseLmnrs_iRoll65Small_WallDownLight:NBS_iGuzziniIlluminazioneUKLtd_GnrlPrpseLmnrs_iRoll65Small_WallDownLight:864182 | iRoll 65 Small Ceiling/Wall-mounted | n/a | n/a | Pset_ManufacturerTypeInformation | n/a | n/a
Manufacturer | n/a | 1900-12-31T23:59:59 | Submitted:Submitted for Approval | Component | NBS_iGuzziniIlluminazioneUKLtd_GnrlPrpseLmnrs_iRoll65Small_WallDownLight:NBS_iGuzziniIlluminazioneUKLtd_GnrlPrpseLmnrs_iRoll65Small_WallDownLight:864182 | iGuzzini Illuminazione (UK) Ltd | n/a | n/a | Pset_ManufacturerTypeInformation | n/a | n/a
Reference | n/a | 1900-12-31T23:59:59 | Submitted:Submitted for Approval | Component | NBS_iGuzziniIlluminazioneUKLtd_GnrlPrpseLmnrs_iRoll65Small_WallDownLight:NBS_iGuzziniIlluminazioneUKLtd_GnrlPrpseLmnrs_iRoll65Small_WallDownLight:864182 | NBS_iGuzziniIlluminazioneUKLtd_GnrlPrpseLmnrs_iRoll65Small_WallDownLight | n/a | n/a | Pset_DistributionFlowElementCommon | n/a | n/a
Elevation | n/a | 1900-12-31T23:59:59 | Submitted:Submitted for Approval | Component | NBS_iGuzziniIlluminazioneUKLtd_GnrlPrpseLmnrs_iRoll65Small_WallDownLight:NBS_iGuzziniIlluminazioneUKLtd_GnrlPrpseLmnrs_iRoll65Small_WallDownLight:864182 | 2100 | n/a | n/a | Constraints | n/a | n/a | n/a
Host | n/a | 1900-12-31T23:59:59 | Submitted:Submitted for Approval | Component | NBS_iGuzziniIlluminazioneUKLtd_GnrlPrpseLmnrs_iRoll65Small_WallDownLight:NBS_iGuzziniIlluminazioneUKLtd_GnrlPrpseLmnrs_iRoll65Small_WallDownLight:864182 | Timber : 150 X 400 | n/a | n/a | Constraints | n/a | n/a
Electrical Data | n/a | 1900-12-31T23:59:59 | Submitted:Submitted for Approval | Component | NBS_iGuzziniIlluminazioneUKLtd_GnrlPrpseLmnrs_iRoll65Small_WallDownLight:NBS_iGuzziniIlluminazioneUKLtd_GnrlPrpseLmnrs_iRoll65Small_WallDownLight:864182 | 0 V/1-0 VA | n/a | n/a | Electrical - Circuiting | n/a | n/a
Circuit Number | n/a | 1900-12-31T23:59:59 | Submitted:Submitted for Approval | Component | NBS_iGuzziniIlluminazioneUKLtd_GnrlPrpseLmnrs_iRoll65Small_WallDownLight:NBS_iGuzziniIlluminazioneUKLtd_GnrlPrpseLmnrs_iRoll65Small_WallDownLight:864182 |  | n/a | n/a | Electrical - Loads | n/a | n/a
Panel | n/a | 1900-12-31T23:59:59 | Submitted:Submitted for Approval | Component | NBS_iGuzziniIlluminazioneUKLtd_GnrlPrpseLmnrs_iRoll65Small_WallDownLight:NBS_iGuzziniIlluminazioneUKLtd_GnrlPrpseLmnrs_iRoll65Small_WallDownLight:864182 |  | n/a | n/a | Electrical - Loads | n/a | n/a
Mark | n/a | 1900-12-31T23:59:59 | Submitted:Submitted for Approval | Component | NBS_iGuzziniIlluminazioneUKLtd_GnrlPrpseLmnrs_iRoll65Small_WallDownLight:NBS_iGuzziniIlluminazioneUKLtd_GnrlPrpseLmnrs_iRoll65Small_WallDownLight:864182 | 17 | n/a | n/a | Identity Data | n/a | n/a
Schedule Level | n/a | 1900-12-31T23:59:59 | Submitted:Submitted for Approval | Component | NBS_iGuzziniIlluminazioneUKLtd_GnrlPrpseLmnrs_iRoll65Small_WallDownLight:NBS_iGuzziniIlluminazioneUKLtd_GnrlPrpseLmnrs_iRoll65Small_WallDownLight:864182 | Level: Ground Floor | n/a | n/a | Other | n/a | n/a
Phase Created | n/a | 1900-12-31T23:59:59 | Submitted:Submitted for Approval | Component | NBS_iGuzziniIlluminazioneUKLtd_GnrlPrpseLmnrs_iRoll65Small_WallDownLight:NBS_iGuzziniIlluminazioneUKLtd_GnrlPrpseLmnrs_iRoll65Small_WallDownLight:864182 | New Construction | n/a | n/a | Phasing | n/a | n/a
NominalFrequencyRange | n/a | 1900-12-31T23:59:59 | Submitted:Submitted for Approval | Component | NBS_iGuzziniIlluminazioneUKLtd_GnrlPrpseLmnrs_iRoll65Small_WallDownLight:NBS_iGuzziniIlluminazioneUKLtd_GnrlPrpseLmnrs_iRoll65Small_WallDownLight:864843 | 0 | n/a | n/a | Pset_ElectricalDeviceCommon | n/a | n/a | n/a
NumberOfPoles | n/a | 1900-12-31T23:59:59 | Submitted:Submitted for Approval | Component | NBS_iGuzziniIlluminazioneUKLtd_GnrlPrpseLmnrs_iRoll65Small_WallDownLight:NBS_iGuzziniIlluminazioneUKLtd_GnrlPrpseLmnrs_iRoll65Small_WallDownLight:864843 | 0 | n/a | n/a | Pset_ElectricalDeviceCommon | n/a | n/a | n/a
HasProtectiveEarth | n/a | 1900-12-31T23:59:59 | Submitted:Submitted for Approval | Component | NBS_iGuzziniIlluminazioneUKLtd_GnrlPrpseLmnrs_iRoll65Small_WallDownLight:NBS_iGuzziniIlluminazioneUKLtd_GnrlPrpseLmnrs_iRoll65Small_WallDownLight:864843 | TRUE | n/a | n/a | Pset_ElectricalDeviceCommon | n/a | n/a | n/a
IP_Code | n/a | 1900-12-31T23:59:59 | Submitted:Submitted for Approval | Component | NBS_iGuzziniIlluminazioneUKLtd_GnrlPrpseLmnrs_iRoll65Small_WallDownLight:NBS_iGuzziniIlluminazioneUKLtd_GnrlPrpseLmnrs_iRoll65Small_WallDownLight:864843 | IP65 | n/a | n/a | Pset_ElectricalDeviceCommon | n/a | n/a
InsulationStandardClass | n/a | 1900-12-31T23:59:59 | Submitted:Submitted for Approval | Component | NBS_iGuzziniIlluminazioneUKLtd_GnrlPrpseLmnrs_iRoll65Small_WallDownLight:NBS_iGuzziniIlluminazioneUKLtd_GnrlPrpseLmnrs_iRoll65Small_WallDownLight:864843 | ClassIAppliance | n/a | n/a | Pset_ElectricalDeviceCommon | n/a | n/a
NominalCurrent | n/a | 1900-12-31T23:59:59 | Submitted:Submitted for Approval | Component | NBS_iGuzziniIlluminazioneUKLtd_GnrlPrpseLmnrs_iRoll65Small_WallDownLight:NBS_iGuzziniIlluminazioneUKLtd_GnrlPrpseLmnrs_iRoll65Small_WallDownLight:864843 | 0 | n/a | n/a | Pset_ElectricalDeviceCommon | n/a | n/a | n/a
UsageCurrent | n/a | 1900-12-31T23:59:59 | Submitted:Submitted for Approval | Component | NBS_iGuzziniIlluminazioneUKLtd_GnrlPrpseLmnrs_iRoll65Small_WallDownLight:NBS_iGuzziniIlluminazioneUKLtd_GnrlPrpseLmnrs_iRoll65Small_WallDownLight:864843 | 0 | n/a | n/a | Pset_ElectricalDeviceCommon | n/a | n/a | n/a
NominalVoltage | n/a | 1900-12-31T23:59:59 | Submitted:Submitted for Approval | Component | NBS_iGuzziniIlluminazioneUKLtd_GnrlPrpseLmnrs_iRoll65Small_WallDownLight:NBS_iGuzziniIlluminazioneUKLtd_GnrlPrpseLmnrs_iRoll65Small_WallDownLight:864843 | 0 | n/a | n/a | Pset_ElectricalDeviceCommon | n/a | n/a | n/a
ElectricalDeviceNominalPower | n/a | 1900-12-31T23:59:59 | Submitted:Submitted for Approval | Component | NBS_iGuzziniIlluminazioneUKLtd_GnrlPrpseLmnrs_iRoll65Small_WallDownLight:NBS_iGuzziniIlluminazioneUKLtd_GnrlPrpseLmnrs_iRoll65Small_WallDownLight:864843 | 0 | n/a | n/a | Pset_ElectricalDeviceCommon | n/a | n/a | n/a
PhaseAngle | n/a | 1900-12-31T23:59:59 | Submitted:Submitted for Approval | Component | NBS_iGuzziniIlluminazioneUKLtd_GnrlPrpseLmnrs_iRoll65Small_WallDownLight:NBS_iGuzziniIlluminazioneUKLtd_GnrlPrpseLmnrs_iRoll65Small_WallDownLight:864843 | 0 | n/a | n/a | Pset_ElectricalDeviceCommon | n/a | n/a | n/a
PhaseReference | n/a | 1900-12-31T23:59:59 | Submitted:Submitted for Approval | Component | NBS_iGuzziniIlluminazioneUKLtd_GnrlPrpseLmnrs_iRoll65Small_WallDownLight:NBS_iGuzziniIlluminazioneUKLtd_GnrlPrpseLmnrs_iRoll65Small_WallDownLight:864843 | n/a | n/a | n/a | Pset_ElectricalDeviceCommon | n/a | n/a
ArticleNumber | n/a | 1900-12-31T23:59:59 | Submitted:Submitted for Approval | Component | NBS_iGuzziniIlluminazioneUKLtd_GnrlPrpseLmnrs_iRoll65Small_WallDownLight:NBS_iGuzziniIlluminazioneUKLtd_GnrlPrpseLmnrs_iRoll65Small_WallDownLight:864843 | n/a | n/a | n/a | Pset_ManufacturerTypeInformation | n/a | n/a
ModelReference | n/a | 1900-12-31T23:59:59 | Submitted:Submitted for Approval | Component | NBS_iGuzziniIlluminazioneUKLtd_GnrlPrpseLmnrs_iRoll65Small_WallDownLight:NBS_iGuzziniIlluminazioneUKLtd_GnrlPrpseLmnrs_iRoll65Small_WallDownLight:864843 | iRoll 65 Small Ceiling/Wall-mounted | n/a | n/a | Pset_ManufacturerTypeInformation | n/a | n/a
Manufacturer | n/a | 1900-12-31T23:59:59 | Submitted:Submitted for Approval | Component | NBS_iGuzziniIlluminazioneUKLtd_GnrlPrpseLmnrs_iRoll65Small_WallDownLight:NBS_iGuzziniIlluminazioneUKLtd_GnrlPrpseLmnrs_iRoll65Small_WallDownLight:864843 | iGuzzini Illuminazione (UK) Ltd | n/a | n/a | Pset_ManufacturerTypeInformation | n/a | n/a
Reference | n/a | 1900-12-31T23:59:59 | Submitted:Submitted for Approval | Component | NBS_iGuzziniIlluminazioneUKLtd_GnrlPrpseLmnrs_iRoll65Small_WallDownLight:NBS_iGuzziniIlluminazioneUKLtd_GnrlPrpseLmnrs_iRoll65Small_WallDownLight:864843 | NBS_iGuzziniIlluminazioneUKLtd_GnrlPrpseLmnrs_iRoll65Small_WallDownLight | n/a | n/a | Pset_DistributionFlowElementCommon | n/a | n/a
Elevation | n/a | 1900-12-31T23:59:59 | Submitted:Submitted for Approval | Component | NBS_iGuzziniIlluminazioneUKLtd_GnrlPrpseLmnrs_iRoll65Small_WallDownLight:NBS_iGuzziniIlluminazioneUKLtd_GnrlPrpseLmnrs_iRoll65Small_WallDownLight:864843 | 2100 | n/a | n/a | Constraints | n/a | n/a | n/a
Host | n/a | 1900-12-31T23:59:59 | Submitted:Submitted for Approval | Component | NBS_iGuzziniIlluminazioneUKLtd_GnrlPrpseLmnrs_iRoll65Small_WallDownLight:NBS_iGuzziniIlluminazioneUKLtd_GnrlPrpseLmnrs_iRoll65Small_WallDownLight:864843 | Timber : 150 X 400 | n/a | n/a | Constraints | n/a | n/a
Electrical Data | n/a | 1900-12-31T23:59:59 | Submitted:Submitted for Approval | Component | NBS_iGuzziniIlluminazioneUKLtd_GnrlPrpseLmnrs_iRoll65Small_WallDownLight:NBS_iGuzziniIlluminazioneUKLtd_GnrlPrpseLmnrs_iRoll65Small_WallDownLight:864843 | 0 V/1-0 VA | n/a | n/a | Electrical - Circuiting | n/a | n/a
Circuit Number | n/a | 1900-12-31T23:59:59 | Submitted:Submitted for Approval | Component | NBS_iGuzziniIlluminazioneUKLtd_GnrlPrpseLmnrs_iRoll65Small_WallDownLight:NBS_iGuzziniIlluminazioneUKLtd_GnrlPrpseLmnrs_iRoll65Small_WallDownLight:864843 |  | n/a | n/a | Electrical - Loads | n/a | n/a
Panel | n/a | 1900-12-31T23:59:59 | Submitted:Submitted for Approval | Component | NBS_iGuzziniIlluminazioneUKLtd_GnrlPrpseLmnrs_iRoll65Small_WallDownLight:NBS_iGuzziniIlluminazioneUKLtd_GnrlPrpseLmnrs_iRoll65Small_WallDownLight:864843 |  | n/a | n/a | Electrical - Loads | n/a | n/a
Mark | n/a | 1900-12-31T23:59:59 | Submitted:Submitted for Approval | Component | NBS_iGuzziniIlluminazioneUKLtd_GnrlPrpseLmnrs_iRoll65Small_WallDownLight:NBS_iGuzziniIlluminazioneUKLtd_GnrlPrpseLmnrs_iRoll65Small_WallDownLight:864843 | 19 | n/a | n/a | Identity Data | n/a | n/a
Schedule Level | n/a | 1900-12-31T23:59:59 | Submitted:Submitted for Approval | Component | NBS_iGuzziniIlluminazioneUKLtd_GnrlPrpseLmnrs_iRoll65Small_WallDownLight:NBS_iGuzziniIlluminazioneUKLtd_GnrlPrpseLmnrs_iRoll65Small_WallDownLight:864843 | Level: Ground Floor | n/a | n/a | Other | n/a | n/a
Phase Created | n/a | 1900-12-31T23:59:59 | Submitted:Submitted for Approval | Component | NBS_iGuzziniIlluminazioneUKLtd_GnrlPrpseLmnrs_iRoll65Small_WallDownLight:NBS_iGuzziniIlluminazioneUKLtd_GnrlPrpseLmnrs_iRoll65Small_WallDownLight:864843 | New Construction | n/a | n/a | Phasing | n/a | n/a
NominalFrequencyRange | n/a | 1900-12-31T23:59:59 | Submitted:Submitted for Approval | Component | NBS_iGuzziniIlluminazioneUKLtd_GnrlPrpseLmnrs_iRoll65Small_WallDownLight:NBS_iGuzziniIlluminazioneUKLtd_GnrlPrpseLmnrs_iRoll65Small_WallDownLight:865743 | 0 | n/a | n/a | Pset_ElectricalDeviceCommon | n/a | n/a | n/a
NumberOfPoles | n/a | 1900-12-31T23:59:59 | Submitted:Submitted for Approval | Component | NBS_iGuzziniIlluminazioneUKLtd_GnrlPrpseLmnrs_iRoll65Small_WallDownLight:NBS_iGuzziniIlluminazioneUKLtd_GnrlPrpseLmnrs_iRoll65Small_WallDownLight:865743 | 0 | n/a | n/a | Pset_ElectricalDeviceCommon | n/a | n/a | n/a
HasProtectiveEarth | n/a | 1900-12-31T23:59:59 | Submitted:Submitted for Approval | Component | NBS_iGuzziniIlluminazioneUKLtd_GnrlPrpseLmnrs_iRoll65Small_WallDownLight:NBS_iGuzziniIlluminazioneUKLtd_GnrlPrpseLmnrs_iRoll65Small_WallDownLight:865743 | TRUE | n/a | n/a | Pset_ElectricalDeviceCommon | n/a | n/a | n/a
IP_Code | n/a | 1900-12-31T23:59:59 | Submitted:Submitted for Approval | Component | NBS_iGuzziniIlluminazioneUKLtd_GnrlPrpseLmnrs_iRoll65Small_WallDownLight:NBS_iGuzziniIlluminazioneUKLtd_GnrlPrpseLmnrs_iRoll65Small_WallDownLight:865743 | IP65 | n/a | n/a | Pset_ElectricalDeviceCommon | n/a | n/a
InsulationStandardClass | n/a | 1900-12-31T23:59:59 | Submitted:Submitted for Approval | Component | NBS_iGuzziniIlluminazioneUKLtd_GnrlPrpseLmnrs_iRoll65Small_WallDownLight:NBS_iGuzziniIlluminazioneUKLtd_GnrlPrpseLmnrs_iRoll65Small_WallDownLight:865743 | ClassIAppliance | n/a | n/a | Pset_ElectricalDeviceCommon | n/a | n/a
NominalCurrent | n/a | 1900-12-31T23:59:59 | Submitted:Submitted for Approval | Component | NBS_iGuzziniIlluminazioneUKLtd_GnrlPrpseLmnrs_iRoll65Small_WallDownLight:NBS_iGuzziniIlluminazioneUKLtd_GnrlPrpseLmnrs_iRoll65Small_WallDownLight:865743 | 0 | n/a | n/a | Pset_ElectricalDeviceCommon | n/a | n/a | n/a
UsageCurrent | n/a | 1900-12-31T23:59:59 | Submitted:Submitted for Approval | Component | NBS_iGuzziniIlluminazioneUKLtd_GnrlPrpseLmnrs_iRoll65Small_WallDownLight:NBS_iGuzziniIlluminazioneUKLtd_GnrlPrpseLmnrs_iRoll65Small_WallDownLight:865743 | 0 | n/a | n/a | Pset_ElectricalDeviceCommon | n/a | n/a | n/a
NominalVoltage | n/a | 1900-12-31T23:59:59 | Submitted:Submitted for Approval | Component | NBS_iGuzziniIlluminazioneUKLtd_GnrlPrpseLmnrs_iRoll65Small_WallDownLight:NBS_iGuzziniIlluminazioneUKLtd_GnrlPrpseLmnrs_iRoll65Small_WallDownLight:865743 | 0 | n/a | n/a | Pset_ElectricalDeviceCommon | n/a | n/a | n/a
ElectricalDeviceNominalPower | n/a | 1900-12-31T23:59:59 | Submitted:Submitted for Approval | Component | NBS_iGuzziniIlluminazioneUKLtd_GnrlPrpseLmnrs_iRoll65Small_WallDownLight:NBS_iGuzziniIlluminazioneUKLtd_GnrlPrpseLmnrs_iRoll65Small_WallDownLight:865743 | 0 | n/a | n/a | Pset_ElectricalDeviceCommon | n/a | n/a | n/a
PhaseAngle | n/a | 1900-12-31T23:59:59 | Submitted:Submitted for Approval | Component | NBS_iGuzziniIlluminazioneUKLtd_GnrlPrpseLmnrs_iRoll65Small_WallDownLight:NBS_iGuzziniIlluminazioneUKLtd_GnrlPrpseLmnrs_iRoll65Small_WallDownLight:865743 | 0 | n/a | n/a | Pset_ElectricalDeviceCommon | n/a | n/a | n/a
PhaseReference | n/a | 1900-12-31T23:59:59 | Submitted:Submitted for Approval | Component | NBS_iGuzziniIlluminazioneUKLtd_GnrlPrpseLmnrs_iRoll65Small_WallDownLight:NBS_iGuzziniIlluminazioneUKLtd_GnrlPrpseLmnrs_iRoll65Small_WallDownLight:865743 | n/a | n/a | n/a | Pset_ElectricalDeviceCommon | n/a | n/a
ArticleNumber | n/a | 1900-12-31T23:59:59 | Submitted:Submitted for Approval | Component | NBS_iGuzziniIlluminazioneUKLtd_GnrlPrpseLmnrs_iRoll65Small_WallDownLight:NBS_iGuzziniIlluminazioneUKLtd_GnrlPrpseLmnrs_iRoll65Small_WallDownLight:865743 | n/a | n/a | n/a | Pset_ManufacturerTypeInformation | n/a | n/a
ModelReference | n/a | 1900-12-31T23:59:59 | Submitted:Submitted for Approval | Component | NBS_iGuzziniIlluminazioneUKLtd_GnrlPrpseLmnrs_iRoll65Small_WallDownLight:NBS_iGuzziniIlluminazioneUKLtd_GnrlPrpseLmnrs_iRoll65Small_WallDownLight:865743 | iRoll 65 Small Ceiling/Wall-mounted | n/a | n/a | Pset_ManufacturerTypeInformation | n/a | n/a
Manufacturer | n/a | 1900-12-31T23:59:59 | Submitted:Submitted for Approval | Component | NBS_iGuzziniIlluminazioneUKLtd_GnrlPrpseLmnrs_iRoll65Small_WallDownLight:NBS_iGuzziniIlluminazioneUKLtd_GnrlPrpseLmnrs_iRoll65Small_WallDownLight:865743 | iGuzzini Illuminazione (UK) Ltd | n/a | n/a | Pset_ManufacturerTypeInformation | n/a | n/a
Reference | n/a | 1900-12-31T23:59:59 | Submitted:Submitted for Approval | Component | NBS_iGuzziniIlluminazioneUKLtd_GnrlPrpseLmnrs_iRoll65Small_WallDownLight:NBS_iGuzziniIlluminazioneUKLtd_GnrlPrpseLmnrs_iRoll65Small_WallDownLight:865743 | NBS_iGuzziniIlluminazioneUKLtd_GnrlPrpseLmnrs_iRoll65Small_WallDownLight | n/a | n/a | Pset_DistributionFlowElementCommon | n/a | n/a
Elevation | n/a | 1900-12-31T23:59:59 | Submitted:Submitted for Approval | Component | NBS_iGuzziniIlluminazioneUKLtd_GnrlPrpseLmnrs_iRoll65Small_WallDownLight:NBS_iGuzziniIlluminazioneUKLtd_GnrlPrpseLmnrs_iRoll65Small_WallDownLight:865743 | 2100 | n/a | n/a | Constraints | n/a | n/a | n/a
Host | n/a | 1900-12-31T23:59:59 | Submitted:Submitted for Approval | Component | NBS_iGuzziniIlluminazioneUKLtd_GnrlPrpseLmnrs_iRoll65Small_WallDownLight:NBS_iGuzziniIlluminazioneUKLtd_GnrlPrpseLmnrs_iRoll65Small_WallDownLight:865743 | Timber : 200 X 400 | n/a | n/a | Constraints | n/a | n/a
Electrical Data | n/a | 1900-12-31T23:59:59 | Submitted:Submitted for Approval | Component | NBS_iGuzziniIlluminazioneUKLtd_GnrlPrpseLmnrs_iRoll65Small_WallDownLight:NBS_iGuzziniIlluminazioneUKLtd_GnrlPrpseLmnrs_iRoll65Small_WallDownLight:865743 | 0 V/1-0 VA | n/a | n/a | Electrical - Circuiting | n/a | n/a
Circuit Number | n/a | 1900-12-31T23:59:59 | Submitted:Submitted for Approval | Component | NBS_iGuzziniIlluminazioneUKLtd_GnrlPrpseLmnrs_iRoll65Small_WallDownLight:NBS_iGuzziniIlluminazioneUKLtd_GnrlPrpseLmnrs_iRoll65Small_WallDownLight:865743 |  | n/a | n/a | Electrical - Loads | n/a | n/a
Panel | n/a | 1900-12-31T23:59:59 | Submitted:Submitted for Approval | Component | NBS_iGuzziniIlluminazioneUKLtd_GnrlPrpseLmnrs_iRoll65Small_WallDownLight:NBS_iGuzziniIlluminazioneUKLtd_GnrlPrpseLmnrs_iRoll65Small_WallDownLight:865743 |  | n/a | n/a | Electrical - Loads | n/a | n/a
Mark | n/a | 1900-12-31T23:59:59 | Submitted:Submitted for Approval | Component | NBS_iGuzziniIlluminazioneUKLtd_GnrlPrpseLmnrs_iRoll65Small_WallDownLight:NBS_iGuzziniIlluminazioneUKLtd_GnrlPrpseLmnrs_iRoll65Small_WallDownLight:865743 | 21 | n/a | n/a | Identity Data | n/a | n/a
Schedule Level | n/a | 1900-12-31T23:59:59 | Submitted:Submitted for Approval | Component | NBS_iGuzziniIlluminazioneUKLtd_GnrlPrpseLmnrs_iRoll65Small_WallDownLight:NBS_iGuzziniIlluminazioneUKLtd_GnrlPrpseLmnrs_iRoll65Small_WallDownLight:865743 | Level: Ground Floor | n/a | n/a | Other | n/a | n/a
Phase Created | n/a | 1900-12-31T23:59:59 | Submitted:Submitted for Approval | Component | NBS_iGuzziniIlluminazioneUKLtd_GnrlPrpseLmnrs_iRoll65Small_WallDownLight:NBS_iGuzziniIlluminazioneUKLtd_GnrlPrpseLmnrs_iRoll65Small_WallDownLight:865743 | New Construction | n/a | n/a | Phasing | n/a | n/a
NominalFrequencyRange | n/a | 1900-12-31T23:59:59 | Submitted:Submitted for Approval | Component | NBS_iGuzziniIlluminazioneUKLtd_GnrlPrpseLmnrs_iRoll65Small_WallDownLight:NBS_iGuzziniIlluminazioneUKLtd_GnrlPrpseLmnrs_iRoll65Small_WallDownLight:865816 | 0 | n/a | n/a | Pset_ElectricalDeviceCommon | n/a | n/a | n/a
NumberOfPoles | n/a | 1900-12-31T23:59:59 | Submitted:Submitted for Approval | Component | NBS_iGuzziniIlluminazioneUKLtd_GnrlPrpseLmnrs_iRoll65Small_WallDownLight:NBS_iGuzziniIlluminazioneUKLtd_GnrlPrpseLmnrs_iRoll65Small_WallDownLight:865816 | 0 | n/a | n/a | Pset_ElectricalDeviceCommon | n/a | n/a | n/a
HasProtectiveEarth | n/a | 1900-12-31T23:59:59 | Submitted:Submitted for Approval | Component | NBS_iGuzziniIlluminazioneUKLtd_GnrlPrpseLmnrs_iRoll65Small_WallDownLight:NBS_iGuzziniIlluminazioneUKLtd_GnrlPrpseLmnrs_iRoll65Small_WallDownLight:865816 | TRUE | n/a | n/a | Pset_ElectricalDeviceCommon | n/a | n/a | n/a
IP_Code | n/a | 1900-12-31T23:59:59 | Submitted:Submitted for Approval | Component | NBS_iGuzziniIlluminazioneUKLtd_GnrlPrpseLmnrs_iRoll65Small_WallDownLight:NBS_iGuzziniIlluminazioneUKLtd_GnrlPrpseLmnrs_iRoll65Small_WallDownLight:865816 | IP65 | n/a | n/a | Pset_ElectricalDeviceCommon | n/a | n/a
InsulationStandardClass | n/a | 1900-12-31T23:59:59 | Submitted:Submitted for Approval | Component | NBS_iGuzziniIlluminazioneUKLtd_GnrlPrpseLmnrs_iRoll65Small_WallDownLight:NBS_iGuzziniIlluminazioneUKLtd_GnrlPrpseLmnrs_iRoll65Small_WallDownLight:865816 | ClassIAppliance | n/a | n/a | Pset_ElectricalDeviceCommon | n/a | n/a
NominalCurrent | n/a | 1900-12-31T23:59:59 | Submitted:Submitted for Approval | Component | NBS_iGuzziniIlluminazioneUKLtd_GnrlPrpseLmnrs_iRoll65Small_WallDownLight:NBS_iGuzziniIlluminazioneUKLtd_GnrlPrpseLmnrs_iRoll65Small_WallDownLight:865816 | 0 | n/a | n/a | Pset_ElectricalDeviceCommon | n/a | n/a | n/a
UsageCurrent | n/a | 1900-12-31T23:59:59 | Submitted:Submitted for Approval | Component | NBS_iGuzziniIlluminazioneUKLtd_GnrlPrpseLmnrs_iRoll65Small_WallDownLight:NBS_iGuzziniIlluminazioneUKLtd_GnrlPrpseLmnrs_iRoll65Small_WallDownLight:865816 | 0 | n/a | n/a | Pset_ElectricalDeviceCommon | n/a | n/a | n/a
NominalVoltage | n/a | 1900-12-31T23:59:59 | Submitted:Submitted for Approval | Component | NBS_iGuzziniIlluminazioneUKLtd_GnrlPrpseLmnrs_iRoll65Small_WallDownLight:NBS_iGuzziniIlluminazioneUKLtd_GnrlPrpseLmnrs_iRoll65Small_WallDownLight:865816 | 0 | n/a | n/a | Pset_ElectricalDeviceCommon | n/a | n/a | n/a
ElectricalDeviceNominalPower | n/a | 1900-12-31T23:59:59 | Submitted:Submitted for Approval | Component | NBS_iGuzziniIlluminazioneUKLtd_GnrlPrpseLmnrs_iRoll65Small_WallDownLight:NBS_iGuzziniIlluminazioneUKLtd_GnrlPrpseLmnrs_iRoll65Small_WallDownLight:865816 | 0 | n/a | n/a | Pset_ElectricalDeviceCommon | n/a | n/a | n/a
PhaseAngle | n/a | 1900-12-31T23:59:59 | Submitted:Submitted for Approval | Component | NBS_iGuzziniIlluminazioneUKLtd_GnrlPrpseLmnrs_iRoll65Small_WallDownLight:NBS_iGuzziniIlluminazioneUKLtd_GnrlPrpseLmnrs_iRoll65Small_WallDownLight:865816 | 0 | n/a | n/a | Pset_ElectricalDeviceCommon | n/a | n/a | n/a
PhaseReference | n/a | 1900-12-31T23:59:59 | Submitted:Submitted for Approval | Component | NBS_iGuzziniIlluminazioneUKLtd_GnrlPrpseLmnrs_iRoll65Small_WallDownLight:NBS_iGuzziniIlluminazioneUKLtd_GnrlPrpseLmnrs_iRoll65Small_WallDownLight:865816 | n/a | n/a | n/a | Pset_ElectricalDeviceCommon | n/a | n/a
ArticleNumber | n/a | 1900-12-31T23:59:59 | Submitted:Submitted for Approval | Component | NBS_iGuzziniIlluminazioneUKLtd_GnrlPrpseLmnrs_iRoll65Small_WallDownLight:NBS_iGuzziniIlluminazioneUKLtd_GnrlPrpseLmnrs_iRoll65Small_WallDownLight:865816 | n/a | n/a | n/a | Pset_ManufacturerTypeInformation | n/a | n/a
ModelReference | n/a | 1900-12-31T23:59:59 | Submitted:Submitted for Approval | Component | NBS_iGuzziniIlluminazioneUKLtd_GnrlPrpseLmnrs_iRoll65Small_WallDownLight:NBS_iGuzziniIlluminazioneUKLtd_GnrlPrpseLmnrs_iRoll65Small_WallDownLight:865816 | iRoll 65 Small Ceiling/Wall-mounted | n/a | n/a | Pset_ManufacturerTypeInformation | n/a | n/a
Manufacturer | n/a | 1900-12-31T23:59:59 | Submitted:Submitted for Approval | Component | NBS_iGuzziniIlluminazioneUKLtd_GnrlPrpseLmnrs_iRoll65Small_WallDownLight:NBS_iGuzziniIlluminazioneUKLtd_GnrlPrpseLmnrs_iRoll65Small_WallDownLight:865816 | iGuzzini Illuminazione (UK) Ltd | n/a | n/a | Pset_ManufacturerTypeInformation | n/a | n/a
Reference | n/a | 1900-12-31T23:59:59 | Submitted:Submitted for Approval | Component | NBS_iGuzziniIlluminazioneUKLtd_GnrlPrpseLmnrs_iRoll65Small_WallDownLight:NBS_iGuzziniIlluminazioneUKLtd_GnrlPrpseLmnrs_iRoll65Small_WallDownLight:865816 | NBS_iGuzziniIlluminazioneUKLtd_GnrlPrpseLmnrs_iRoll65Small_WallDownLight | n/a | n/a | Pset_DistributionFlowElementCommon | n/a | n/a
Elevation | n/a | 1900-12-31T23:59:59 | Submitted:Submitted for Approval | Component | NBS_iGuzziniIlluminazioneUKLtd_GnrlPrpseLmnrs_iRoll65Small_WallDownLight:NBS_iGuzziniIlluminazioneUKLtd_GnrlPrpseLmnrs_iRoll65Small_WallDownLight:865816 | 2100 | n/a | n/a | Constraints | n/a | n/a | n/a
Host | n/a | 1900-12-31T23:59:59 | Submitted:Submitted for Approval | Component | NBS_iGuzziniIlluminazioneUKLtd_GnrlPrpseLmnrs_iRoll65Small_WallDownLight:NBS_iGuzziniIlluminazioneUKLtd_GnrlPrpseLmnrs_iRoll65Small_WallDownLight:865816 | Timber : 150 X 400 | n/a | n/a | Constraints | n/a | n/a
Electrical Data | n/a | 1900-12-31T23:59:59 | Submitted:Submitted for Approval | Component | NBS_iGuzziniIlluminazioneUKLtd_GnrlPrpseLmnrs_iRoll65Small_WallDownLight:NBS_iGuzziniIlluminazioneUKLtd_GnrlPrpseLmnrs_iRoll65Small_WallDownLight:865816 | 0 V/1-0 VA | n/a | n/a | Electrical - Circuiting | n/a | n/a
Circuit Number | n/a | 1900-12-31T23:59:59 | Submitted:Submitted for Approval | Component | NBS_iGuzziniIlluminazioneUKLtd_GnrlPrpseLmnrs_iRoll65Small_WallDownLight:NBS_iGuzziniIlluminazioneUKLtd_GnrlPrpseLmnrs_iRoll65Small_WallDownLight:865816 |  | n/a | n/a | Electrical - Loads | n/a | n/a
Panel | n/a | 1900-12-31T23:59:59 | Submitted:Submitted for Approval | Component | NBS_iGuzziniIlluminazioneUKLtd_GnrlPrpseLmnrs_iRoll65Small_WallDownLight:NBS_iGuzziniIlluminazioneUKLtd_GnrlPrpseLmnrs_iRoll65Small_WallDownLight:865816 |  | n/a | n/a | Electrical - Loads | n/a | n/a
Mark | n/a | 1900-12-31T23:59:59 | Submitted:Submitted for Approval | Component | NBS_iGuzziniIlluminazioneUKLtd_GnrlPrpseLmnrs_iRoll65Small_WallDownLight:NBS_iGuzziniIlluminazioneUKLtd_GnrlPrpseLmnrs_iRoll65Small_WallDownLight:865816 | 22 | n/a | n/a | Identity Data | n/a | n/a
Schedule Level | n/a | 1900-12-31T23:59:59 | Submitted:Submitted for Approval | Component | NBS_iGuzziniIlluminazioneUKLtd_GnrlPrpseLmnrs_iRoll65Small_WallDownLight:NBS_iGuzziniIlluminazioneUKLtd_GnrlPrpseLmnrs_iRoll65Small_WallDownLight:865816 | Level: Ground Floor | n/a | n/a | Other | n/a | n/a
Phase Created | n/a | 1900-12-31T23:59:59 | Submitted:Submitted for Approval | Component | NBS_iGuzziniIlluminazioneUKLtd_GnrlPrpseLmnrs_iRoll65Small_WallDownLight:NBS_iGuzziniIlluminazioneUKLtd_GnrlPrpseLmnrs_iRoll65Small_WallDownLight:865816 | New Construction | n/a | n/a | Phasing | n/a | n/a
NominalFrequencyRange | n/a | 1900-12-31T23:59:59 | Submitted:Submitted for Approval | Component | NBS_iGuzziniIlluminazioneUKLtd_GnrlPrpseLmnrs_iRoll65Small_WallDownLight:NBS_iGuzziniIlluminazioneUKLtd_GnrlPrpseLmnrs_iRoll65Small_WallDownLight:865922 | 0 | n/a | n/a | Pset_ElectricalDeviceCommon | n/a | n/a | n/a
NumberOfPoles | n/a | 1900-12-31T23:59:59 | Submitted:Submitted for Approval | Component | NBS_iGuzziniIlluminazioneUKLtd_GnrlPrpseLmnrs_iRoll65Small_WallDownLight:NBS_iGuzziniIlluminazioneUKLtd_GnrlPrpseLmnrs_iRoll65Small_WallDownLight:865922 | 0 | n/a | n/a | Pset_ElectricalDeviceCommon | n/a | n/a | n/a
HasProtectiveEarth | n/a | 1900-12-31T23:59:59 | Submitted:Submitted for Approval | Component | NBS_iGuzziniIlluminazioneUKLtd_GnrlPrpseLmnrs_iRoll65Small_WallDownLight:NBS_iGuzziniIlluminazioneUKLtd_GnrlPrpseLmnrs_iRoll65Small_WallDownLight:865922 | TRUE | n/a | n/a | Pset_ElectricalDeviceCommon | n/a | n/a | n/a
IP_Code | n/a | 1900-12-31T23:59:59 | Submitted:Submitted for Approval | Component | NBS_iGuzziniIlluminazioneUKLtd_GnrlPrpseLmnrs_iRoll65Small_WallDownLight:NBS_iGuzziniIlluminazioneUKLtd_GnrlPrpseLmnrs_iRoll65Small_WallDownLight:865922 | IP65 | n/a | n/a | Pset_ElectricalDeviceCommon | n/a | n/a
InsulationStandardClass | n/a | 1900-12-31T23:59:59 | Submitted:Submitted for Approval | Component | NBS_iGuzziniIlluminazioneUKLtd_GnrlPrpseLmnrs_iRoll65Small_WallDownLight:NBS_iGuzziniIlluminazioneUKLtd_GnrlPrpseLmnrs_iRoll65Small_WallDownLight:865922 | ClassIAppliance | n/a | n/a | Pset_ElectricalDeviceCommon | n/a | n/a
NominalCurrent | n/a | 1900-12-31T23:59:59 | Submitted:Submitted for Approval | Component | NBS_iGuzziniIlluminazioneUKLtd_GnrlPrpseLmnrs_iRoll65Small_WallDownLight:NBS_iGuzziniIlluminazioneUKLtd_GnrlPrpseLmnrs_iRoll65Small_WallDownLight:865922 | 0 | n/a | n/a | Pset_ElectricalDeviceCommon | n/a | n/a | n/a
UsageCurrent | n/a | 1900-12-31T23:59:59 | Submitted:Submitted for Approval | Component | NBS_iGuzziniIlluminazioneUKLtd_GnrlPrpseLmnrs_iRoll65Small_WallDownLight:NBS_iGuzziniIlluminazioneUKLtd_GnrlPrpseLmnrs_iRoll65Small_WallDownLight:865922 | 0 | n/a | n/a | Pset_ElectricalDeviceCommon | n/a | n/a | n/a
NominalVoltage | n/a | 1900-12-31T23:59:59 | Submitted:Submitted for Approval | Component | NBS_iGuzziniIlluminazioneUKLtd_GnrlPrpseLmnrs_iRoll65Small_WallDownLight:NBS_iGuzziniIlluminazioneUKLtd_GnrlPrpseLmnrs_iRoll65Small_WallDownLight:865922 | 0 | n/a | n/a | Pset_ElectricalDeviceCommon | n/a | n/a | n/a
ElectricalDeviceNominalPower | n/a | 1900-12-31T23:59:59 | Submitted:Submitted for Approval | Component | NBS_iGuzziniIlluminazioneUKLtd_GnrlPrpseLmnrs_iRoll65Small_WallDownLight:NBS_iGuzziniIlluminazioneUKLtd_GnrlPrpseLmnrs_iRoll65Small_WallDownLight:865922 | 0 | n/a | n/a | Pset_ElectricalDeviceCommon | n/a | n/a | n/a
PhaseAngle | n/a | 1900-12-31T23:59:59 | Submitted:Submitted for Approval | Component | NBS_iGuzziniIlluminazioneUKLtd_GnrlPrpseLmnrs_iRoll65Small_WallDownLight:NBS_iGuzziniIlluminazioneUKLtd_GnrlPrpseLmnrs_iRoll65Small_WallDownLight:865922 | 0 | n/a | n/a | Pset_ElectricalDeviceCommon | n/a | n/a | n/a
PhaseReference | n/a | 1900-12-31T23:59:59 | Submitted:Submitted for Approval | Component | NBS_iGuzziniIlluminazioneUKLtd_GnrlPrpseLmnrs_iRoll65Small_WallDownLight:NBS_iGuzziniIlluminazioneUKLtd_GnrlPrpseLmnrs_iRoll65Small_WallDownLight:865922 | n/a | n/a | n/a | Pset_ElectricalDeviceCommon | n/a | n/a
ArticleNumber | n/a | 1900-12-31T23:59:59 | Submitted:Submitted for Approval | Component | NBS_iGuzziniIlluminazioneUKLtd_GnrlPrpseLmnrs_iRoll65Small_WallDownLight:NBS_iGuzziniIlluminazioneUKLtd_GnrlPrpseLmnrs_iRoll65Small_WallDownLight:865922 | n/a | n/a | n/a | Pset_ManufacturerTypeInformation | n/a | n/a
ModelReference | n/a | 1900-12-31T23:59:59 | Submitted:Submitted for Approval | Component | NBS_iGuzziniIlluminazioneUKLtd_GnrlPrpseLmnrs_iRoll65Small_WallDownLight:NBS_iGuzziniIlluminazioneUKLtd_GnrlPrpseLmnrs_iRoll65Small_WallDownLight:865922 | iRoll 65 Small Ceiling/Wall-mounted | n/a | n/a | Pset_ManufacturerTypeInformation | n/a | n/a
Manufacturer | n/a | 1900-12-31T23:59:59 | Submitted:Submitted for Approval | Component | NBS_iGuzziniIlluminazioneUKLtd_GnrlPrpseLmnrs_iRoll65Small_WallDownLight:NBS_iGuzziniIlluminazioneUKLtd_GnrlPrpseLmnrs_iRoll65Small_WallDownLight:865922 | iGuzzini Illuminazione (UK) Ltd | n/a | n/a | Pset_ManufacturerTypeInformation | n/a | n/a
Reference | n/a | 1900-12-31T23:59:59 | Submitted:Submitted for Approval | Component | NBS_iGuzziniIlluminazioneUKLtd_GnrlPrpseLmnrs_iRoll65Small_WallDownLight:NBS_iGuzziniIlluminazioneUKLtd_GnrlPrpseLmnrs_iRoll65Small_WallDownLight:865922 | NBS_iGuzziniIlluminazioneUKLtd_GnrlPrpseLmnrs_iRoll65Small_WallDownLight | n/a | n/a | Pset_DistributionFlowElementCommon | n/a | n/a
Elevation | n/a | 1900-12-31T23:59:59 | Submitted:Submitted for Approval | Component | NBS_iGuzziniIlluminazioneUKLtd_GnrlPrpseLmnrs_iRoll65Small_WallDownLight:NBS_iGuzziniIlluminazioneUKLtd_GnrlPrpseLmnrs_iRoll65Small_WallDownLight:865922 | 2100 | n/a | n/a | Constraints | n/a | n/a | n/a
Host | n/a | 1900-12-31T23:59:59 | Submitted:Submitted for Approval | Component | NBS_iGuzziniIlluminazioneUKLtd_GnrlPrpseLmnrs_iRoll65Small_WallDownLight:NBS_iGuzziniIlluminazioneUKLtd_GnrlPrpseLmnrs_iRoll65Small_WallDownLight:865922 | <not associated> | n/a | n/a | Constraints | n/a | n/a
Electrical Data | n/a | 1900-12-31T23:59:59 | Submitted:Submitted for Approval | Component | NBS_iGuzziniIlluminazioneUKLtd_GnrlPrpseLmnrs_iRoll65Small_WallDownLight:NBS_iGuzziniIlluminazioneUKLtd_GnrlPrpseLmnrs_iRoll65Small_WallDownLight:865922 | 0 V/1-0 VA | n/a | n/a | Electrical - Circuiting | n/a | n/a
Circuit Number | n/a | 1900-12-31T23:59:59 | Submitted:Submitted for Approval | Component | NBS_iGuzziniIlluminazioneUKLtd_GnrlPrpseLmnrs_iRoll65Small_WallDownLight:NBS_iGuzziniIlluminazioneUKLtd_GnrlPrpseLmnrs_iRoll65Small_WallDownLight:865922 |  | n/a | n/a | Electrical - Loads | n/a | n/a
Panel | n/a | 1900-12-31T23:59:59 | Submitted:Submitted for Approval | Component | NBS_iGuzziniIlluminazioneUKLtd_GnrlPrpseLmnrs_iRoll65Small_WallDownLight:NBS_iGuzziniIlluminazioneUKLtd_GnrlPrpseLmnrs_iRoll65Small_WallDownLight:865922 |  | n/a | n/a | Electrical - Loads | n/a | n/a
Mark | n/a | 1900-12-31T23:59:59 | Submitted:Submitted for Approval | Component | NBS_iGuzziniIlluminazioneUKLtd_GnrlPrpseLmnrs_iRoll65Small_WallDownLight:NBS_iGuzziniIlluminazioneUKLtd_GnrlPrpseLmnrs_iRoll65Small_WallDownLight:865922 | 23 | n/a | n/a | Identity Data | n/a | n/a
Schedule Level | n/a | 1900-12-31T23:59:59 | Submitted:Submitted for Approval | Component | NBS_iGuzziniIlluminazioneUKLtd_GnrlPrpseLmnrs_iRoll65Small_WallDownLight:NBS_iGuzziniIlluminazioneUKLtd_GnrlPrpseLmnrs_iRoll65Small_WallDownLight:865922 | Level: Ground Floor | n/a | n/a | Other | n/a | n/a
Phase Created | n/a | 1900-12-31T23:59:59 | Submitted:Submitted for Approval | Component | NBS_iGuzziniIlluminazioneUKLtd_GnrlPrpseLmnrs_iRoll65Small_WallDownLight:NBS_iGuzziniIlluminazioneUKLtd_GnrlPrpseLmnrs_iRoll65Small_WallDownLight:865922 | New Construction | n/a | n/a | Phasing | n/a | n/a
NominalFrequencyRange | n/a | 1900-12-31T23:59:59 | Submitted:Submitted for Approval | Component | NBS_iGuzziniIlluminazioneUKLtd_GnrlPrpseLmnrs_iRoll65Small_WallDownLight:NBS_iGuzziniIlluminazioneUKLtd_GnrlPrpseLmnrs_iRoll65Small_WallDownLight:866028 | 0 | n/a | n/a | Pset_ElectricalDeviceCommon | n/a | n/a | n/a
NumberOfPoles | n/a | 1900-12-31T23:59:59 | Submitted:Submitted for Approval | Component | NBS_iGuzziniIlluminazioneUKLtd_GnrlPrpseLmnrs_iRoll65Small_WallDownLight:NBS_iGuzziniIlluminazioneUKLtd_GnrlPrpseLmnrs_iRoll65Small_WallDownLight:866028 | 0 | n/a | n/a | Pset_ElectricalDeviceCommon | n/a | n/a | n/a
HasProtectiveEarth | n/a | 1900-12-31T23:59:59 | Submitted:Submitted for Approval | Component | NBS_iGuzziniIlluminazioneUKLtd_GnrlPrpseLmnrs_iRoll65Small_WallDownLight:NBS_iGuzziniIlluminazioneUKLtd_GnrlPrpseLmnrs_iRoll65Small_WallDownLight:866028 | TRUE | n/a | n/a | Pset_ElectricalDeviceCommon | n/a | n/a | n/a
IP_Code | n/a | 1900-12-31T23:59:59 | Submitted:Submitted for Approval | Component | NBS_iGuzziniIlluminazioneUKLtd_GnrlPrpseLmnrs_iRoll65Small_WallDownLight:NBS_iGuzziniIlluminazioneUKLtd_GnrlPrpseLmnrs_iRoll65Small_WallDownLight:866028 | IP65 | n/a | n/a | Pset_ElectricalDeviceCommon | n/a | n/a
InsulationStandardClass | n/a | 1900-12-31T23:59:59 | Submitted:Submitted for Approval | Component | NBS_iGuzziniIlluminazioneUKLtd_GnrlPrpseLmnrs_iRoll65Small_WallDownLight:NBS_iGuzziniIlluminazioneUKLtd_GnrlPrpseLmnrs_iRoll65Small_WallDownLight:866028 | ClassIAppliance | n/a | n/a | Pset_ElectricalDeviceCommon | n/a | n/a
NominalCurrent | n/a | 1900-12-31T23:59:59 | Submitted:Submitted for Approval | Component | NBS_iGuzziniIlluminazioneUKLtd_GnrlPrpseLmnrs_iRoll65Small_WallDownLight:NBS_iGuzziniIlluminazioneUKLtd_GnrlPrpseLmnrs_iRoll65Small_WallDownLight:866028 | 0 | n/a | n/a | Pset_ElectricalDeviceCommon | n/a | n/a | n/a
UsageCurrent | n/a | 1900-12-31T23:59:59 | Submitted:Submitted for Approval | Component | NBS_iGuzziniIlluminazioneUKLtd_GnrlPrpseLmnrs_iRoll65Small_WallDownLight:NBS_iGuzziniIlluminazioneUKLtd_GnrlPrpseLmnrs_iRoll65Small_WallDownLight:866028 | 0 | n/a | n/a | Pset_ElectricalDeviceCommon | n/a | n/a | n/a
NominalVoltage | n/a | 1900-12-31T23:59:59 | Submitted:Submitted for Approval | Component | NBS_iGuzziniIlluminazioneUKLtd_GnrlPrpseLmnrs_iRoll65Small_WallDownLight:NBS_iGuzziniIlluminazioneUKLtd_GnrlPrpseLmnrs_iRoll65Small_WallDownLight:866028 | 0 | n/a | n/a | Pset_ElectricalDeviceCommon | n/a | n/a | n/a
ElectricalDeviceNominalPower | n/a | 1900-12-31T23:59:59 | Submitted:Submitted for Approval | Component | NBS_iGuzziniIlluminazioneUKLtd_GnrlPrpseLmnrs_iRoll65Small_WallDownLight:NBS_iGuzziniIlluminazioneUKLtd_GnrlPrpseLmnrs_iRoll65Small_WallDownLight:866028 | 0 | n/a | n/a | Pset_ElectricalDeviceCommon | n/a | n/a | n/a
PhaseAngle | n/a | 1900-12-31T23:59:59 | Submitted:Submitted for Approval | Component | NBS_iGuzziniIlluminazioneUKLtd_GnrlPrpseLmnrs_iRoll65Small_WallDownLight:NBS_iGuzziniIlluminazioneUKLtd_GnrlPrpseLmnrs_iRoll65Small_WallDownLight:866028 | 0 | n/a | n/a | Pset_ElectricalDeviceCommon | n/a | n/a | n/a
PhaseReference | n/a | 1900-12-31T23:59:59 | Submitted:Submitted for Approval | Component | NBS_iGuzziniIlluminazioneUKLtd_GnrlPrpseLmnrs_iRoll65Small_WallDownLight:NBS_iGuzziniIlluminazioneUKLtd_GnrlPrpseLmnrs_iRoll65Small_WallDownLight:866028 | n/a | n/a | n/a | Pset_ElectricalDeviceCommon | n/a | n/a
ArticleNumber | n/a | 1900-12-31T23:59:59 | Submitted:Submitted for Approval | Component | NBS_iGuzziniIlluminazioneUKLtd_GnrlPrpseLmnrs_iRoll65Small_WallDownLight:NBS_iGuzziniIlluminazioneUKLtd_GnrlPrpseLmnrs_iRoll65Small_WallDownLight:866028 | n/a | n/a | n/a | Pset_ManufacturerTypeInformation | n/a | n/a
ModelReference | n/a | 1900-12-31T23:59:59 | Submitted:Submitted for Approval | Component | NBS_iGuzziniIlluminazioneUKLtd_GnrlPrpseLmnrs_iRoll65Small_WallDownLight:NBS_iGuzziniIlluminazioneUKLtd_GnrlPrpseLmnrs_iRoll65Small_WallDownLight:866028 | iRoll 65 Small Ceiling/Wall-mounted | n/a | n/a | Pset_ManufacturerTypeInformation | n/a | n/a
Manufacturer | n/a | 1900-12-31T23:59:59 | Submitted:Submitted for Approval | Component | NBS_iGuzziniIlluminazioneUKLtd_GnrlPrpseLmnrs_iRoll65Small_WallDownLight:NBS_iGuzziniIlluminazioneUKLtd_GnrlPrpseLmnrs_iRoll65Small_WallDownLight:866028 | iGuzzini Illuminazione (UK) Ltd | n/a | n/a | Pset_ManufacturerTypeInformation | n/a | n/a
Reference | n/a | 1900-12-31T23:59:59 | Submitted:Submitted for Approval | Component | NBS_iGuzziniIlluminazioneUKLtd_GnrlPrpseLmnrs_iRoll65Small_WallDownLight:NBS_iGuzziniIlluminazioneUKLtd_GnrlPrpseLmnrs_iRoll65Small_WallDownLight:866028 | NBS_iGuzziniIlluminazioneUKLtd_GnrlPrpseLmnrs_iRoll65Small_WallDownLight | n/a | n/a | Pset_DistributionFlowElementCommon | n/a | n/a
Elevation | n/a | 1900-12-31T23:59:59 | Submitted:Submitted for Approval | Component | NBS_iGuzziniIlluminazioneUKLtd_GnrlPrpseLmnrs_iRoll65Small_WallDownLight:NBS_iGuzziniIlluminazioneUKLtd_GnrlPrpseLmnrs_iRoll65Small_WallDownLight:866028 | 2100 | n/a | n/a | Constraints | n/a | n/a | n/a
Host | n/a | 1900-12-31T23:59:59 | Submitted:Submitted for Approval | Component | NBS_iGuzziniIlluminazioneUKLtd_GnrlPrpseLmnrs_iRoll65Small_WallDownLight:NBS_iGuzziniIlluminazioneUKLtd_GnrlPrpseLmnrs_iRoll65Small_WallDownLight:866028 | Timber : 150 X 400 | n/a | n/a | Constraints | n/a | n/a
Electrical Data | n/a | 1900-12-31T23:59:59 | Submitted:Submitted for Approval | Component | NBS_iGuzziniIlluminazioneUKLtd_GnrlPrpseLmnrs_iRoll65Small_WallDownLight:NBS_iGuzziniIlluminazioneUKLtd_GnrlPrpseLmnrs_iRoll65Small_WallDownLight:866028 | 0 V/1-0 VA | n/a | n/a | Electrical - Circuiting | n/a | n/a
Circuit Number | n/a | 1900-12-31T23:59:59 | Submitted:Submitted for Approval | Component | NBS_iGuzziniIlluminazioneUKLtd_GnrlPrpseLmnrs_iRoll65Small_WallDownLight:NBS_iGuzziniIlluminazioneUKLtd_GnrlPrpseLmnrs_iRoll65Small_WallDownLight:866028 |  | n/a | n/a | Electrical - Loads | n/a | n/a
Panel | n/a | 1900-12-31T23:59:59 | Submitted:Submitted for Approval | Component | NBS_iGuzziniIlluminazioneUKLtd_GnrlPrpseLmnrs_iRoll65Small_WallDownLight:NBS_iGuzziniIlluminazioneUKLtd_GnrlPrpseLmnrs_iRoll65Small_WallDownLight:866028 |  | n/a | n/a | Electrical - Loads | n/a | n/a
Mark | n/a | 1900-12-31T23:59:59 | Submitted:Submitted for Approval | Component | NBS_iGuzziniIlluminazioneUKLtd_GnrlPrpseLmnrs_iRoll65Small_WallDownLight:NBS_iGuzziniIlluminazioneUKLtd_GnrlPrpseLmnrs_iRoll65Small_WallDownLight:866028 | 24 | n/a | n/a | Identity Data | n/a | n/a
Schedule Level | n/a | 1900-12-31T23:59:59 | Submitted:Submitted for Approval | Component | NBS_iGuzziniIlluminazioneUKLtd_GnrlPrpseLmnrs_iRoll65Small_WallDownLight:NBS_iGuzziniIlluminazioneUKLtd_GnrlPrpseLmnrs_iRoll65Small_WallDownLight:866028 | Level: Ground Floor | n/a | n/a | Other | n/a | n/a
Phase Created | n/a | 1900-12-31T23:59:59 | Submitted:Submitted for Approval | Component | NBS_iGuzziniIlluminazioneUKLtd_GnrlPrpseLmnrs_iRoll65Small_WallDownLight:NBS_iGuzziniIlluminazioneUKLtd_GnrlPrpseLmnrs_iRoll65Small_WallDownLight:866028 | New Construction | n/a | n/a | Phasing | n/a | n/a

## Coordinate
Name | CreatedBy | CreatedOn | Category | SheetName | RowName | CoordinateXAxis | CoordinateYAxis | CoordinateZAxis | ExtSystem | ExtObject | ExtIdentifier | ClockwiseRotation | ElevationalRotation | YawRotation

## Issue
Name | CreatedBy | CreatedOn | Type | Risk | Chance | Impact | SheetName1 | RowName1 | SheetName2 | RowName2 | Description | Owner | Mitigation | ExtSystem | ExtObject | ExtIdentifier

## PickLists
ApprovalBy | AreaUnit | AssetType | Uniclass D | Uniclass D | Uniclass G or RICS SFCA 2008 | Category-Product | Category-Role | CoordinateSheet | ConnectionType | CoordinateType | DocumentType | DurationUnit | FloorType | IssueCategory | IssueChance | IssueImpact | IssueRisk | JobStatusType | JobType | objAttribute | objAttributeType | objComponent | objConnection | objContact | objCoordinate | objDocument | objFacility | objFloor | objIssue | objJob | objProject | objResource | objSite | objSpace | objSpare | objSystem | objType | objWarranty | objZone | ResourceType | SheetType | SpareType | StageType | ZoneType | LinearUnit | VolumeUnit | CostUnit | AssemblyType | ImpactType | ImpactStage | ImpactUnit | objAssembly | objImpact | AttributeUnit | Category-Phase | LinearUnits | AreaUnits | VolumeUnits
Owner Approval | squarefeet | Fixed | D : Facilities | D : Facilities | G : Elements for construction | L : Construction Products | C : Management | Component | Control | point | Preconstruction Submittals | as required | Site | Change | Has Occurred | Very High | Very High | Not Yet Started | Adjustment | IfcPropertySingleValue | BoundedValue | IfcBeam | IfcRelConnectsElements | IfcOrganization | IfcBoundingBox | IfcDocumentInformation | IfcBuilding | IfcBuildingStorey | IfcApproval | IfcProcedure | IfcProject | IfcConstructionProductResource | IfcSite | IfcSpace | IfcConstructionProductResource | IfcSystem | IfcActuatorType | Pset_Warranty | IfcZone | Labor | Attribute | Part | As Built | Circulation Zone | inches | cubicfeet | Dollars | Fixed | Cost | production | currency | IfcRelAggregates | IfcPropertySet | enumeration | CIC 1 : Brief | millimeters | squaremeters | cubicmeters
Contractor Certified | squaremiles | Moveable | D1 : Utilities civil engineering facilities | D1 : Utilities civil engineering facilities | G1 : Site preparation | L1 : Ground treatment and retention products | C1 : Management theory systems and activities | Floor | Flow | line-end-one | Shop Drawings | day | Floor | Claim | High | High | High | Started | Calibration | IfcPropertyReferenceValue | EnumeratedValue | IfcBuildingElementPart | IfcRelConnectsPorts | IfcPerson | IfcCartesianPoint | IfcDocumentReference |  |  | Pset_Risk | IfcTask |  | IfcCrewResource |  |  | ifcConstraint |  | IfcAirTerminalBoxType |  |  | Material | Component | PartSet | Submitted | Lighting Zone | feet | cubicmeters | Euros | Optional | ClimateChange | installation | kg |  |  | logical | CIC 2 : Concept
Information Only | squaremeters |  | D11 : Rail transport facilities | D11 : Rail transport facilities | G11 : Site preparation Clearance | L11 : Ground anchorages | C11 : Corporate strategy | Space | Return | line-end-two | Product Data | minute | Roof | Coordination | Moderate | Moderate | Moderate | Completed | Emergency | IfcPropertyTableValue | ListValue | IfcBuildingElementProxy |  | IfcPersonAndOrganization | [7 empty] | IfcLaborResource |  |  |  |  | IfcAirTerminalType |  |  | Tools | Connection | Lubricant | Approved | Fire Alarm Zone | miles |  | Pounds | Included | PrimaryEnergyConsumption | maintenance | MJ |  |  | boolean | CIC 3 : Design Development
| squarekilometers |  | D111 : Conventional heavy railways | D111 : Conventional heavy railways | G12 : Site preparation Contouring | L111 : Rock anchorages rock bolts | C111 : Corporate policy mission statements |  | Supply | box-lowerleft | Samples | month |  | Environmental | Low | Low | Low |  | Inspection | IfcPropertyListValue | ReferenceValue | IfcChamferEdgeFeature | [14 empty] | IfcAirToAirHeatRecoveryType |  |  | Training | Coordinate | Other | Exact Requirement | Historical Preservation Zone | millimeters |  |  | Excluded | WaterConsumption | replacement | cubicmeters |  |  | % | CIC 4 : Production Information
|  |  | D1111 : Standard main line railways | D1111 : Standard main line railways | G13 : Site preparation Stabilisation | L112 : Plate anchors | C112 : Corporate planning |  | Structural | box-upperright | Design Data | quarter |  | Function | Unknown | Unknown | Unknown |  | Operation | IfcPropertyBoundedValue | SetValue | IfcColumn | [14 empty] | IfcAlarmType |  |  |  | Document | Spare | Maximum Requirement | Occupancy Zone | meters |  |  | Layer | HazardousWaste | use | Pounds |  |  | A | CIC 5 : Constructed Information
|  |  | D1112 : High speed railways | D1112 : High speed railways | G14 : Site preparation Trench | L113 : Grouted anchors | C113 : Corporate development |  |  |  | Test Reports | week |  | IndoorAirQuality |  |  |  |  | PM | IfcPropertyEnumeratedValue | SingleValue | IfcCovering | [14 empty] | IfcBeamType |  |  |  | Facility | SpareSet | Minimum Requirement | Ventilation Zone | kilometers |  |  | Patch | NonHazardousWaste | reuse |  |  |  | cubicfeet | CIC 6 : Handover
|  |  | D1113 : Suburban heavy railways secondary lines branch lines | D1113 : Suburban heavy railways secondary lines branch lines | G15 : Site preparation investigation | L114 : Soil nails | C12 : Quality management |  |  |  | Certificates | year |  | Installation |  |  |  |  | Safety |  | TableValue | IfcCurtainWall | [14 empty] | IfcBoilerType |  |  |  | Floor |  | Requirement |  |  |  |  | Mix | AtmosphericAcidification |  |  |  |  | cubicmeters | CIC 6A : Post fit-out Handover
|  |  | D1114 : Goods railways | D1114 : Goods railways | G151 : Site preparation investigation Boreholes | L115 : Parts of ground anchorages | C121 : Total quality management (TQM) |  |  |  | Manufacturer Instructions |  |  | RFI |  |  |  |  | ShutDown |  |  | IfcDiscreteAccessory | [14 empty] | IfcBuildingElementProxyType |  |  |  | Issue |  | Submitted:Submitted for Approval | [5 empty] | RenewableEnergyConsumption |  |  |  |  | Degrees | CIC 7 : Post Practical Completion
|  |  | D112 : Underground railways light rail transit systems | D112 : Underground railways light rail transit systems | G152 : Site preparation investigation Test Pits | L1151 : Anchor heads | C122 : Management control |  |  |  | Manufacturer Field Reports |  |  | Safety |  |  |  |  | StartUp |  |  | IfcDistributionChamberElement | [14 empty] | IfcCableCarrierFittingType |  |  |  | Job | [7 empty] | NonRenewableEnergyConsumption |  |  |  |  | Dollars | GRIP 1 : Output definition
|  |  | D1121 : Underground railways | D1121 : Underground railways | G1521 : Site preparation investigation Test Pits Porosity pits | L1152 : Tendons | C123 : Quality assurance |  |  |  | Operation and Maintenance |  |  | Specification |  |  |  |  | Testing |  |  | IfcDistributionControlElement | [14 empty] | IfcCableCarrierSegmentType |  |  |  | Resource | [7 empty] | ResourceDepletion |  |  |  |  | each | GRIP 2 : Pre-feasibility
|  |  | D1122 : Light rail transit running on existing British Rail tracks | D1122 : Light rail transit running on existing British Rail tracks | G153 : Site preparation investigation Trenches | L12 : Ground improvement | C13 : Security industrial espionage trade secrets |  |  |  | Closeout Submittals | [7 empty] | Trouble |  |  | IfcDistributionElement | [14 empty] | IfcCableSegmentType |  |  |  | Space | [7 empty] | InertWaste |  |  |  |  | Euros | GRIP 3 : Options selection
|  |  | D1123 : Light rail transit running on special tracks | D1123 : Light rail transit running on special tracks | G16 : Site preparation Ground Measurement | L121 : Chemical soil stabilisation products | C14 : Objective setting |  |  |  | Contract Drawings | [10 empty] | IfcDistributionFlowElement | [14 empty] | IfcChillerType |  |  |  | Spare | [7 empty] | RadioactiveWaste |  |  |  |  | feet | GRIP 4 : Single option development
|  |  | D1124 : Light rail transit and trams running largely on-street | D1124 : Light rail transit and trams running largely on-street | G161 : Site preparation Ground Measurement Piezometers | L1211 : Injectable resinous soil stabilisation products | C15 : Decision making |  |  |  | Design Review Comment | [10 empty] | IfcDoor | [14 empty] | IfcCoilType |  |  |  | System | [7 empty] | StratosphericOzoneLayerDestruction |  |  |  |  | Gal | GRIP 5 : Detailed design
|  |  | D113 : Other railways cable transport guided vehicle systems | D113 : Other railways cable transport guided vehicle systems | G162 : Site preparation Ground Measurement Waterstrikes | L122 : Fill blocks | C16 : Problem solving |  |  |  | Specifications | [10 empty] | IfcElectricalElement | [14 empty] | IfcColumnType |  |  |  | Type | [7 empty] | PhotochemicalOzoneFormation |  |  |  |  | gph | GRIP 6 : Construction, testing and commissioning
|  |  | D1131 : Mountain and steep gradient railways | D1131 : Mountain and steep gradient railways | G2 : Fabric complete elements | L123 : Compressible fill | C17 : Co-ordination |  |  |  | Request for Information | [10 empty] | IfcElectricDistributionPoint | [14 empty] | IfcCompressorType |  |  |  | Zone | [7 empty] | Eutrophication |  |  |  |  | gpm | GRIP 7 : Scheme handback
|  |  | D11311 : Rack railways | D11311 : Rack railways | G21 : Foundations | L13 : Land and field drainage | C18 : Appraisal assessment |  |  |  | Client Requirements | [10 empty] | IfcElementAssembly | [14 empty] | IfcCondenserType | [16 empty] | hp | GRIP 8 : Project close out
|  |  | D11312 : Cable railways | D11312 : Cable railways | G211 : Foundations | L131 : Complete field drain systems | C181 : SWOT analysis |  |  |  | Contract Specifications | [10 empty] | IfcEnergyConversionDevice | [14 empty] | IfcControllerType | [16 empty] | inches | OGC Gateways : 5 onwards
|  |  | D11313 : Funicular railways | D11313 : Funicular railways | G212 : Foundations Pier | L132 : Field drain components | C19 : Other |  |  |  | Contract Drawings | [10 empty] | IfcEquipmentElement | [14 empty] | IfcCooledBeamType | [16 empty] | kg | OGC Gateways : between 0 and 1
|  |  | D11314 : Adhesion railways | D11314 : Adhesion railways | G213 : Foundations Compensated | L14 : Sheeting revetments | C191 : Delegation of authority |  |  |  | Requests for Information | [10 empty] | IfcFastener | [14 empty] | IfcCoolingTowerType | [16 empty] | kilometers | OGC Gateways : between 1 and 2
|  |  | D1132 : Guideway-based rail transport overhead railways | D1132 : Guideway-based rail transport overhead railways | G214 : Foundations Pile Caps | L141 : Geosynthetics | C192 : Ethics responsibility conduct |  |  |  | Contract Modifications | [10 empty] | IfcFlowController | [14 empty] | IfcCurtainWallType | [16 empty] | kW | OGC Gateways : between 2 and 3
|  |  | D11321 : Monorails (overhead) | D11321 : Monorails (overhead) | G2141 : Foundations Pile Caps Insitu concrete | L1411 : Geotextiles | C193 : Awards |  |  |  | Punch List Items | [10 empty] | IfcFlowFitting | [14 empty] | IfcDamperType | [16 empty] | lbs | OGC Gateways : between 3 and 4
|  |  | D11322 : Magnetic levitation transport | D11322 : Magnetic levitation transport | G2142 : Foundations Pile Caps Precast concrete | L1412 : Geogrids | C2 : Management personnel | [14 empty] | IfcFlowMovingDevice | [14 empty] | IfcDiscreteAccessoryType | [16 empty] | meters | OGC Gateways : between 4 and 5
|  |  | D11323 : Telpher lines | D11323 : Telpher lines | G215 : Foundations Piles | L1413 : Geocomposites | C21 : Top management directors partners | [14 empty] | IfcFlowSegment | [14 empty] | IfcDistributionChamberElementType | [16 empty] | miles | RIBA 2010 A : Appraisal
|  |  | D1133 : Light railways | D1133 : Light railways | G2151 : Foundations Piles Insitu concrete | L1414 : Geomembranes | C211 : President | [14 empty] | IfcFlowStorageDevice | [14 empty] | IfcDistributionElementTypet | [16 empty] | millimeters | RIBA 2010 B : Strategic Briefing
|  |  | D1134 : Narrow-gauge railways | D1134 : Narrow-gauge railways | G2152 : Foundations Piles End bearing | L14141 : Separating membranes | C212 : Chairman | [14 empty] | IfcFlowTerminal | [14 empty] | IfcDoorStyle | [16 empty] | MJ | RIBA 2010 C : Outline Proposals
|  |  | D1136 : Cable transport | D1136 : Cable transport | G2153 : Foundations Piles Friction | L14142 : Filter membranes | C213 : Chief executive | [14 empty] | IfcFlowTreatmentDevice | [14 empty] | IfcDuctFittingType | [16 empty] | Pounds | RIBA 2010 D : Detailed Proposals
|  |  | D11361 : Cableways | D11361 : Cableways | G2154 : Foundations Piles Settlement reducing | L14143 : Gas barrier membranes | C214 : Managing director | [14 empty] | IfcFooting | [14 empty] | IfcDuctSegmentType | [16 empty] | psi | RIBA 2010 E : Final Proposals
|  |  | D11361 : Industrial non-passenger cable transport | D11361 : Industrial non-passenger cable transport | G2155 : Foundations Piles Tension | L1415 : Bentonite clay liners | C215 : Partner | [14 empty] | IfcFurnishingElement | [14 empty] | IfcDuctSilencerType | [16 empty] | squarefeet | RIBA 2010 F : Production Information
|  |  | D11362 : Aerial ropeways and tramways | D11362 : Aerial ropeways and tramways | G2156 : Foundations Piles Laterally loaded | L142 : Revetments | C216 : Other executive director | [14 empty] | IfcMechanicalFastener | [14 empty] | IfcElectricApplianceType | [16 empty] | squarekilometers | RIBA 2010 G : Tender Documentation
|  |  | D11363 : Cable telphers | D11363 : Cable telphers | G2157 : Foundations Piles Infill | L1421 : Soil blankets | C217 : Non-executive director | [14 empty] | IfcMember | [14 empty] | IfcElectricFlowStorageDeviceType | [16 empty] | squaremeters | RIBA 2010 H : Tender Action
|  |  | D11364 : Cable car transport | D11364 : Cable car transport | G216 : Foundations Strip | L1422 : Trench revetments | C22 : Other levels of management | [14 empty] | IfcOpeningElement | [14 empty] | IfcElectricGeneratorType | [16 empty] | squaremiles | RIBA 2010 J : Mobilisation
|  |  | D11364 : Passenger cable transport ski-lifts | D11364 : Passenger cable transport ski-lifts | G217 : Foundations Raft | L14221 : Trench supports | C3 : Type of business and organisation | [14 empty] | IfcPile | [14 empty] | IfcElectricHeaterType | [16 empty] | tonne | RIBA 2010 K : Construction to Practical Completion
|  |  | D11365 : Chairlifts | D11365 : Chairlifts | G218 : Foundations Pad | L14222 : Trench sheeting | C31 : Organisations by scale and location | [14 empty] | IfcPlate | [14 empty] | IfcElectricMotorType | [16 empty] | tons | RIBA 2010 L : After Practical Completion
|  |  | D11366 : Tow lifts | D11366 : Tow lifts | G219 : Foundations Cassions | L15 : Land and water retention products | C311 : International multinational | [14 empty] | IfcProjectionElement | [14 empty] | IfcElectricTimeControlType | [16 empty] | UK gallon | RIBA Stage A : Inception
|  |  | D1137 : Automated guided vehicle systems | D1137 : Automated guided vehicle systems | G22 : Floors | L151 : Sheet piles | C312 : European | [14 empty] | IfcRailing | [14 empty] | IfcEvaporativeCoolerType | [16 empty] | US gallon | RIBA Stage B : Feasibility
|  |  | D1139 : Other | D1139 : Other | G23 : Stairs | L152 : Diaphragm walls and slurry walls | C313 : UK | [14 empty] | IfcRamp | [14 empty] | IfcEvaporatorType | [16 empty] | V | RIBA Stage C : Outline design
|  |  | D11391 : Non-suspended monorail systems | D11391 : Non-suspended monorail systems | G24 : Roofs | L153 : Precast concrete retaining units | C314 : National organisations operating in countries other than the UK | [14 empty] | IfcRampFlight | [14 empty] | IfcFanType | [16 empty] | W | RIBA Stage D : Scheme design
|  |  | D114 : Embarkation facilities for rail transport | D114 : Embarkation facilities for rail transport | G241 : Roofs Flat | L154 : Crib walls | C315 : Regional organisations | [14 empty] | IfcReinforcingBar | [14 empty] | IfcFastenerType | [16 empty] | n/a | RIBA Stage E : Detail design
|  |  | D1141 : Railway stations passenger terminals | D1141 : Railway stations passenger terminals | G242 : Roofs Pitched | L155 : Gabions | C316 : Local organisations | [14 empty] | IfcRoof | [14 empty] | IfcFilterType | [17 empty] | RIBA Stage F : Construction design
|  |  | D1142 : Goods terminals | D1142 : Goods terminals | G243 : Roofs Mono-pitched | L156 : Fascines | C32 : Private enterprises | [14 empty] | IfcRoundedEdgeFeature | [14 empty] | IfcFireSuppressionTerminalType | [17 empty] | RIBA Stage GHJK : Implementation
|  |  | D1143 : Halts stops | D1143 : Halts stops | G244 : Roofs Lean to | L157 : Dykes and banks | C321 : Sole ownerships | [14 empty] | IfcSlab | [14 empty] | IfcFlowInstrumentType | [17 empty] | RIBA Stage L : Completion
|  |  | D1144 : Platforms | D1144 : Platforms | G245 : Roofs Cable tension | L16 : Slide and avalanche protection products | C322 : Partnerships | [14 empty] | IfcStair | [14 empty] | IfcFlowMeterType
|  |  | D1145 : Station halls | D1145 : Station halls | G246 : Roofs Retractable | L2 : Complete construction entities and components | C323 : Professional firms consultants | [14 empty] | IfcStairFlight | [14 empty] | IfcFurnishingElementType
|  |  | D1146 : Ticket offices | D1146 : Ticket offices | G247 : Roofs Prefabricated | L21 : Civil engineering works products | C324 : Limited companies | [14 empty] | IfcTendonAnchor | [14 empty] | IfcFurnitureType
|  |  | D1147 : Forecourts | D1147 : Forecourts | G248 : Roofs Canopy | L211 : Bridge products | C325 : Joint stock companies | [14 empty] | IfcTransportElement | [14 empty] | IfcGasTerminalType
|  |  | D1149 : Other embarkation facilities for rail transport | D1149 : Other embarkation facilities for rail transport | G25 : Walls | L2111 : Bridge beams | C326 : Co-operative associations | [14 empty] | IfcWall | [14 empty] | IfcHeatExchangerType
|  |  | D115 : Permanent way and track | D115 : Permanent way and track | G2501 : Walls Finish External | L2112 : Wire ropes for suspension bridges | C327 : Conglomerate companies | [14 empty] | IfcWallStandardCase | [14 empty] | IfcHumidifierType
|  |  | D1151 : Plain line | D1151 : Plain line | G2502 : Walls Structure | L2113 : Bridge decking | C328 : Business consortia | [14 empty] | IfcWindow | [14 empty] | IfcJunctionBoxType
|  |  | D1152 : Switches | D1152 : Switches | G2503 : Walls External Substrate | L21131 : Expansion joints | C329 : Agencies | [29 empty] | IfcLampType
|  |  | D1153 : Junctions | D1153 : Junctions | G2504 : Walls Finish Internal | L21132 : Bridge deck waterproofing | C33 : Mixed enterprises and partnerships | [29 empty] | IfcLightFixtureType
|  |  | D1154 : Sidings | D1154 : Sidings | G2505 : Walls Insulant | L21133 : Anti skid texturing | C331 : Mixed enterprises | [29 empty] | IfcMechanicalFastenerType
|  |  | D1155 : Level crossings | D1155 : Level crossings | G2506 : Walls Membrane | L2114 : Bridge drainage units | C332 : Public and private partnerships | [29 empty] | IfcMemberType
|  |  | D116 : Rail vehicle control facilities | D116 : Rail vehicle control facilities | G2507 : Walls Edge | L2115 : Bridge parapets | C34 : Government and related organisations | [29 empty] | IfcMotorConnectionType
|  |  | D1161 : Signal boxes | D1161 : Signal boxes | G2508 : Walls Parts | L2116 : Bearings | C341 : Central government | [29 empty] | IfcOutletType
|  |  | D1162 : Signals | D1162 : Signals | G2509 : Walls Other | L2117 : Shock absorbers | C342 : Local government | [29 empty] | IfcPipeFittingType
|  |  | D1164 : Marshalling yards | D1164 : Marshalling yards | G251 : Walls External | L212 : Road and runway products | C3421 : Professional departments within local government | [29 empty] | IfcPipeSegmentType
|  |  | D1165 : Railway relay buildings | D1165 : Railway relay buildings | G2510 : Walls External Complete | L2121 : Road and runway surfacings | C34211 : Local authority architects | [29 empty] | IfcPlateType
|  |  | D1166 : Railway lineside staff accommodation | D1166 : Railway lineside staff accommodation | G25101 : Walls External Complete Brick | L2122 : Road and runway drainage | C34212 : Local authority engineers | [29 empty] | IfcProtectiveDeviceType
|  |  | D117 : Rail vehicle storage and repair facilities | D117 : Rail vehicle storage and repair facilities | G25102 : Walls External Complete Block | L21221 : Culverts | C34213 : Local authority surveyors | [29 empty] | IfcPumpType
|  |  | D1171 : Service inspection sheds | D1171 : Service inspection sheds | G25103 : Walls External Complete Concrete | L212211 : Culvert components | C34214 : Local authority planners | [29 empty] | IfcRailingType
|  |  | D1172 : Repair sheds | D1172 : Repair sheds | G25104 : Walls External Complete Concrete Mass | L21222 : Road and runway gullies | C3422 : Direct works organisations | [29 empty] | IfcRampFlightType
|  |  | D1173 : Bogie drop buildings | D1173 : Bogie drop buildings | G25105 : Walls External Complete Concrete Precast | L21223 : Road and runway channels | C35 : Public enterprises | [29 empty] | IfcSanitaryTerminalType
|  |  | D1174 : Wheel lathes | D1174 : Wheel lathes | G25104 : Walls External Complete Glazed | L212231 : Filter drains and channels | C351 : Nationalised firms | [29 empty] | IfcSensorType
|  |  | D1175 : Carriage cleaning facilities | D1175 : Carriage cleaning facilities | G25106 : Walls External Complete Drystone | L2123 : Ancillary products for runways and air transport | C352 : Public corporations | [29 empty] | IfcSlabType
|  |  | D119 : Other rail transport facilities | D119 : Other rail transport facilities | G25107 : Walls External Complete Drystone Concrete Rubble | L21231 : Helicopter landing pads | C353 : State enterprises | [29 empty] | IfcStackTerminalType
|  |  | D12 : Road transport facilities | D12 : Road transport facilities | G25108 : Walls External Complete Drystone Natrural Stone | L2124 : Ancillary products for roads | C354 : The armed forces | [29 empty] | IfcStairFlightType
|  |  | D121 : Motorways | D121 : Motorways | G2511 : Walls External Finish External | L21241 : Kerbs | C355 : Civil service | [29 empty] | IfcSwitchingDeviceType
|  |  | D122 : Other motor roads | D122 : Other motor roads | G2512 : Walls External Structure | L21242 : Road humps | C356 : Police service | [29 empty] | IfcSystemFurnitureElementType
|  |  | D1221 : Primary roads other than motorways | D1221 : Primary roads other than motorways | G2513 : Walls External Substrate | L21243 : Guardrails | C359 : Other | [29 empty] | IfcTankType
|  |  | D12211 : Trunk roads | D12211 : Trunk roads | G2514 : Walls External Finish Internal | L21244 : Crash barriers | C36 : Non-profit-making organisations charities | [29 empty] | IfcTransformerType
|  |  | D1222 : Secondary roads minor roads | D1222 : Secondary roads minor roads | G2515 : Walls External Insulant | L21245 : Cattle grids | C37 : Industrial and commercial associations | [29 empty] | IfcTransportElementType d
|  |  | D1223 : By-passes loop roads ring roads radial roads | D1223 : By-passes loop roads ring roads radial roads | G2516 : Walls External Membrane | L21246 : Noise barriers | C371 : Trade associations | [29 empty] | IfcTubeBundleType
|  |  | D1224 : Access roads drives approach roads culs-de-sac | D1224 : Access roads drives approach roads culs-de-sac | G2517 : Walls External Edge | L21247 : Ram raid protection | C372 : Research organisations | [29 empty] | IfcUnitaryEquipmentType
|  |  | D1225 : Single and dual carriageway roads grade separated roads | D1225 : Single and dual carriageway roads grade separated roads | G2518 : Walls External Parts | L21248 : Loading bay equipment | C373 : Employers associations | [29 empty] | IfcValveType
|  |  | D12251 : Single carriageway roads | D12251 : Single carriageway roads | G2519 : Walls External Other | L213 : Railway products | C374 : Professional associations | [29 empty] | IfcVibrationIsolatorType
|  |  | D12252 : Dual carriageway roads | D12252 : Dual carriageway roads | G252 : Walls Internal | L2131 : Sleepers | C375 : Special interest groups | [29 empty] | IfcWallType
|  |  | D12253 : Grade separated roads | D12253 : Grade separated roads | G2520 : Walls Internal Complete | L2132 : Rails | C376 : Trade unions | [29 empty] | IfcWasteTerminalType
|  |  | D1229 : Other types of motor roads | D1229 : Other types of motor roads | G25201 : Walls Internal Complete Brick | L2133 : Platform units | C38 : Construction industry | [29 empty] | IfcWindowStyle
|  |  | D123 : Roads other than motor roads | D123 : Roads other than motor roads | G25202 : Walls Internal Complete Block | L2134 : Platform copings | C381 : General | [29 empty] | IfcWindowStyle
|  |  | D1231 : Pedestrian streets | D1231 : Pedestrian streets | G25213 : Walls Internal Complete Concrete | L214 : Cable transport | C3811 : General (non-discipline-related)
|  |  | D1232 : Cycle tracks | D1232 : Cycle tracks | G2521 : Walls Internal Finish External | L2141 : Cable ways | C382 : Clients managers
|  |  | D1233 : Bridleways | D1233 : Bridleways | G2522 : Walls Internal Structure | L2142 : Chair lifts | C3821 : Clients
|  |  | D1234 : Footpaths (field paths footways paths) towpaths | D1234 : Footpaths (field paths footways paths) towpaths | G2523 : Walls Internal Substrate | L2143 : Ski-lifts | C3822 : Project managers
|  |  | D1238 : Other types of road | D1238 : Other types of road | G2524 : Walls Internal Finish Internal | L215 : Transport control and monitoring products | C3823 : Facilities managers
|  |  | D124 : Embarkation facilities for road transport | D124 : Embarkation facilities for road transport | G2525 : Walls Internal Insulant | L2151 : Road signs | C383 : Architectural and general designers and consultants
|  |  | D1241 : Coach stations | D1241 : Coach stations | G2526 : Walls Internal Membrane | L21511 : Illuminated road signs | C3831 : Architects
|  |  | D1242 : Bus stations | D1242 : Bus stations | G2527 : Walls Internal Edge | L2152 : Traffic lights | C3832 : Interior designers
|  |  | D1243 : Bus stops and shelters | D1243 : Bus stops and shelters | G2528 : Walls Internal Parts | L2153 : Parking equipment | C3833 : Landscape architects
|  |  | D125 : Car parks parking facilities | D125 : Car parks parking facilities | G2529 : Walls Internal Other | L21531 : Parking meters | C3834 : Building surveyors
|  |  | D1251 : Underground car parks | D1251 : Underground car parks | G253 : Walls Partition | L21532 : Pay and display machines | C3839 : Other
|  |  | D1252 : Surface car parks street parking | D1252 : Surface car parks street parking | G2530 : Walls Partition Complete | L2154 : Speed cameras | C384 : Civil and structural engineering designers and consultants
|  |  | D1253 : Multi-storey car parks | D1253 : Multi-storey car parks | G2531 : Walls Partition Finish External | L2155 : Other road control and monitoring products | C3841 : Structural engineers
|  |  | D1254 : Car ramps | D1254 : Car ramps | G2532 : Walls Partition Structure | L21551 : Verge markers | C3842 : Road engineers
|  |  | D126 : Road vehicle service storage and repair facilities | D126 : Road vehicle service storage and repair facilities | G2533 : Walls Partition Substrate | L21552 : Road mirrors | C3843 : Maritime engineers
|  |  | D1261 : Service stations and petrol stations | D1261 : Service stations and petrol stations | G2534 : Walls Partition Finish Internal | L21553 : Road studs | C3844 : Water engineers
|  |  | D12611 : Petrol stations without major shops and catering facilities | D12611 : Petrol stations without major shops and catering facilities | G2535 : Walls Partition Insulant | L2156 : Railway signals | C3849 : Other
|  |  | D12612 : Major service stations with major shops and catering facilities | D12612 : Major service stations with major shops and catering facilities | G2536 : Walls Partition Membrane | L2157 : Navigation signals | C385 : Services engineering designers and consultants
|  |  | D12613 : Car washes | D12613 : Car washes | G2537 : Walls Partition Edge | L2158 : Aviation signals and monitoring | C3851 : Electrical engineers
|  |  | D1262 : Spare parts and accessories shops | D1262 : Spare parts and accessories shops | G2538 : Walls Partition Parts | L21581 : Ground lighting | C3852 : Telecommunications engineers
|  |  | D1263 : Showrooms | D1263 : Showrooms | G2539 : Walls Partition Other | L21582 : Approach indicators | C3853 : Mechanical engineers
|  |  | D1264 : Repair and maintenance facilities repair shops | D1264 : Repair and maintenance facilities repair shops | G254 : Walls Retaining | L21583 : Aviation monitoring equipment | C38531 : Heating and ventilation engineers
|  |  | D12641 : Inspection pits | D12641 : Inspection pits | G2540 : Walls Retaining Complete | L216 : Water engineering construction products | C3854 : Public health engineers
|  |  | D12642 : Degreasing and lubricating and body building units | D12642 : Degreasing and lubricating and body building units | G2541 : Walls Retaining Finish External | L2161 : Inland waters construction products | C3855 : Acoustic engineers
|  |  | D1265 : Garages (commercial and large-scale) | D1265 : Garages (commercial and large-scale) | G2542 : Walls Retaining Structure | L21611 : Canal locks | C3856 : Lighting engineers
|  |  | D127 : Traffic calming constructions road vehicle control facilities | D127 : Traffic calming constructions road vehicle control facilities | G2543 : Walls Retaining Substrate | L216111 : Canal lock components | C3859 : Other
|  |  | D128 : Carriageways paved parts etc. | D128 : Carriageways paved parts etc. | G2544 : Walls Retaining Finish Internal | L216112 : Canal lock control systems | C386 : Other technical consultants
|  |  | D1281 : Carriageways | D1281 : Carriageways | G2545 : Walls Retaining Insulant | L21612 : Reservoir components | C3861 : Town and country planners
|  |  | D12811 : Traffic lanes | D12811 : Traffic lanes | G2546 : Walls Retaining Membrane | L21613 : Dams | C3862 : Building control officers
|  |  | D12812 : Junctions and intersections | D12812 : Junctions and intersections | G2547 : Walls Retaining Edge | L216131 : Dam components | C3863 : Geographic information system (GIS) engineers and land surveyors
|  |  | D1282 : Other paved parts | D1282 : Other paved parts | G2548 : Walls Retaining Parts | L216132 : Dam control systems | C3864 : Quantity surveyors cost engineers
|  |  | D12821 : Slipways | D12821 : Slipways | G2549 : Walls Retaining Other | L21614 : Spillways | C3865 : Health and safety and environmental consultants
|  |  | D12822 : Lay-bys and drive-ins passing places | D12822 : Lay-bys and drive-ins passing places | G255 : Walls Site | L216141 : Spillway components | C3866 : Transportation planners
|  |  | D12823 : Skid pads | D12823 : Skid pads | G2550 : Walls Site Complete | L216142 : Spillway control systems | C3867 : Design audit consultants
|  |  | D12824 : Hardstandings hard shoulders | D12824 : Hardstandings hard shoulders | G2521 : Walls Site Finish External | L21615 : Weir components | C3869 : Other
|  |  | D12825 : Pavements and sidewalks | D12825 : Pavements and sidewalks | G2492 : Walls Site Structure | L21616 : Barrages | C387 : Legal and financial and management consultants
|  |  | D12826 : Refuges and islands | D12826 : Refuges and islands | G2523 : Walls Site Substrate | L216161 : Barrage components | C3871 : Legal consultants
|  |  | D12827 : Crossings | D12827 : Crossings | G2524 : Walls Site Finish Internal | L2162 : Coastline and maritime works products | C3872 : Financial and leasing consultants
|  |  | D12829 : Other | D12829 : Other | G2525 : Walls Site Insulant | L21621 : Floating docks | C3873 : Insurance consultants
|  |  | D1283 : Crash barriers central reservations | D1283 : Crash barriers central reservations | G2526 : Walls Site Membrane | L216211 : Floating dock components | C3874 : Management consultants
|  |  | D1284 : Other non-paved parts | D1284 : Other non-paved parts | G2527 : Walls Site Edge | L21622 : Loading ramps | C3879 : Other
|  |  | D12841 : Verges soft shoulders | D12841 : Verges soft shoulders | G2528 : Walls Site Parts | L216221 : Loading ramp components | C388 : Contractors
|  |  | D13 : Water transport and protection facilities | D13 : Water transport and protection facilities | G2529 : Walls Site Other | L21623 : Pontoons | C3881 : Contractors
|  |  | D131 : Ship sheltering and berthing facilities harbours docks | D131 : Ship sheltering and berthing facilities harbours docks | G256 : Walls Substructure | L216231 : Pontoon components | C3882 : Sub-contractors
|  |  | D1311 : Breakwaters harbour walls pierheads | D1311 : Breakwaters harbour walls pierheads | G2560 : Walls Substructure Complete | L21624 : Jetties | C389 : Manufacturers suppliers other
|  |  | D1312 : Jetties piers landing stages | D1312 : Jetties piers landing stages | G2561 : Walls Substructure Finish External | L216241 : Jetty components | C3891 : Manufacturers
|  |  | D1313 : Docks | D1313 : Docks | G2562 : Walls Substructure Structure | L21625 : Breakwater products | C3892 : Distributors and suppliers
|  |  | D13131 : Wet docks | D13131 : Wet docks | G2563 : Walls Substructure Substrate | L216251 : Tetrapods | C3893 : Importers
|  |  | D13132 : Dry docks | D13132 : Dry docks | G2564 : Walls Substructure Finish Internal | L217 : Public health and environmental engineering products | C3899 : Other
|  |  | D13133 : Floating docks | D13133 : Floating docks | G2565 : Walls Substructure Insulant | L2171 : Water supply products large scale and municipal and mains | C39 : Other types of organisation
|  |  | D13134 : Dock walls | D13134 : Dock walls | G2566 : Walls Substructure Membrane | L21711 : Water treatment products | C391 : Industries other than construction
|  |  | D13135 : Entrances and locks | D13135 : Entrances and locks | G2567 : Walls Substructure Edge | L217111 : Desalination plant products | C392 : Temporary organisations
|  |  | D13136 : Lock gates and caissons | D13136 : Lock gates and caissons | G2568 : Walls Substructure Parts | L217112 : Tanks filters etc. for treatment | C393 : Miscellaneous organisations
|  |  | D13137 : Slipways | D13137 : Slipways | G2569 : Walls Substructure Other | L217113 : Chlorination products | C394 : Small businesses
|  |  | D13138 : Pumping stations for docks | D13138 : Pumping stations for docks | G257 : Curtain Walls | L217114 : Deionisation and distillation products | C395 : Large businesses
|  |  | D1314 : Quays wharves | D1314 : Quays wharves | G2571 : Curtain Wall Framing | L21712 : Water distribution systems products | C4 : Specialist areas of management
|  |  | D1315 : Gangways | D1315 : Gangways | G2572 : Curtain Wall Cladding Panels | L217121 : Water mains | C41 : Management of office services
|  |  | D1317 : Rope guiding and fixing devices | D1317 : Rope guiding and fixing devices | G2573 : Curtain Wall Cladding Units | L217122 : Booster pumps | C411 : Switchboard services
|  |  | D1318 : Mooring facilities (for light craft) | D1318 : Mooring facilities (for light craft) | G2573 : Curtain Wall Cladding Grid | L217123 : Service reservoirs | C412 : Reception services
|  |  | D132 : Port facilities ports | D132 : Port facilities ports | G26 : Frame isolated structural members | L2172 : Sewerage and drainage system products large scale and municipal and mains | C413 : Commissionaire security services
|  |  | D1321 : Cargo storage facilities | D1321 : Cargo storage facilities | G261 : Beams | L21721 : Pipes for sewers and drains | C414 : Secretarial services
|  |  | D1322 : Cargo loading and unloading facilities | D1322 : Cargo loading and unloading facilities | G2611 : Beams Insitu concrete | L21722 : Detention and stormwater retention tanks | C415 : Mail management
|  |  | D1323 : Passenger embarkation facilities | D1323 : Passenger embarkation facilities | G2612 : Beams Precast concrete | L21723 : Connectors | C416 : Reprography
|  |  | D1324 : Boat storage repair facilities | D1324 : Boat storage repair facilities | G2613 : Beams Steel | L21724 : Manholes and inspection chambers | C4161 : Photocopying duplicating
|  |  | D1325 : Port services facilities | D1325 : Port services facilities | G2614 : Beams Cast iron | L217241 : Manhole covers | C4162 : Printing
|  |  | D1329 : Other port facilities | D1329 : Other port facilities | G262 : Columns | L217242 : Manhole frames | C417 : Records management
|  |  | D133 : Boat control facilities general | D133 : Boat control facilities general | G2621 : Columns Insitu concrete | L21725 : Grease traps and petrol interceptors | C4171 : Control of office documents collating filing
|  |  | D1331 : Channel dredging | D1331 : Channel dredging | G2622 : Columns Precast concrete | L21726 : Rodding points | C4172 : Stationery forms
|  |  | D1332 : Channel demarcation | D1332 : Channel demarcation | G2623 : Columns Steel | L2173 : Sewage treatment products | C4173 : Office library management and operations
|  |  | D13321 : Marking buoys | D13321 : Marking buoys | G2624 : Columns Mass concrete | L21731 : Traps screens | C419 : Other
|  |  | D13322 : Audible marking devices | D13322 : Audible marking devices | G263 : Bracing | L21732 : Tanks filters etc. for treatment | C42 : Marketing selling
|  |  | D13323 : Radio and radar systems | D13323 : Radio and radar systems | G2631 : Bracing Insitu concrete | L21733 : Sewage pumps | C421 : General marketing activities
|  |  | D13324 : Lighthouses light-beacons and light-vessels | D13324 : Lighthouses light-beacons and light-vessels | G2632 : Bracing Precast concrete | L2174 : Refuse disposal plant | C4211 : Marketing research survey techniques
|  |  | D13325 : Other demarcation systems | D13325 : Other demarcation systems | G2633 : Bracing Steel | L21741 : Incinerators | C4212 : Audit and assessment
|  |  | D1333 : Coastguard and lifeboat stations | D1333 : Coastguard and lifeboat stations | G264 : Piers and abutments | L21742 : Crushers | C4213 : Forecasting
|  |  | D134 : Canals | D134 : Canals | G265 : Trestle | L21743 : Compactors and packagers | C4214 : Strategy establishment
|  |  | D1341 : Pounds | D1341 : Pounds | G266 : Bearings | L21744 : Baling presses | C4215 : Policy making and operation
|  |  | D1342 : Summit canals | D1342 : Summit canals | G2661 : Bearings Fixed | L2175 : Transmission networks | C422 : Marketing concepts and systems
|  |  | D1343 : Winding holes | D1343 : Winding holes | G2662 : Bearings Sliding bearing PTFE | L2176 : Pollution monitoring and control products | C4221 : The marketing mix
|  |  | D1344 : Canal linings | D1344 : Canal linings | G2663 : Bearings Roller | L218 : Specialised superstructures | C4222 : Marketing models
|  |  | D1345 : Locks | D1345 : Locks | G2664 : Bearings Elastomeric | L2181 : Industrial chimneys | C4223 : Marketing information systems
|  |  | D1346 : Lock gates | D1346 : Lock gates | G3 : Fabric parts of elements | L21811 : Chimney components | C4224 : Marketing ethics
|  |  | D1347 : Lock chambers | D1347 : Lock chambers | G31 : Carcass structure fabric | L218111 : Chimney shafts | C423 : Promotion
|  |  | D1349 : Other | D1349 : Other | G311 : Core fabric | L218112 : Chimney linings | C4231 : Advertising
|  |  | D136 : Offshore structures platforms | D136 : Offshore structures platforms | G312 : Coverings external finishes | L2182 : Towers | C4232 : Publicity
|  |  | D1361 : Fixed offshore structures | D1361 : Fixed offshore structures | G32 : Openings | L21821 : Cooling towers | C4233 : Public relations
|  |  | D13611 : Compliant offshore structures | D13611 : Compliant offshore structures | G321 : Windows | L21822 : Water towers | C4234 : Exhibitions of work
|  |  | D13612 : Gravity platforms | D13612 : Gravity platforms | G3211 : Windows External | L218221 : Water tower components | C4235 : Media planning
|  |  | D1362 : Mobile offshore structures | D1362 : Mobile offshore structures | G3212 : Windows Internal | L2183 : Masts | C4236 : Press releases
|  |  | D13621 : Jack-up structures | D13621 : Jack-up structures | G322 : Doors | L21831 : Mast components | C4237 : Promotional publications
|  |  | D13622 : Semi-submersible structures | D13622 : Semi-submersible structures | G3221 : Doors_External | L2184 : Gantries | C4238 : Presentations
|  |  | D1363 : Drilling platforms | D1363 : Drilling platforms | G3222 : Doors_Internal | L21841 : Gantry components | C4239 : Workshops seminars conferences
|  |  | D1364 : Production platforms | D1364 : Production platforms | G323 : Openings | L219 : Storage constructions | C424 : Sales management selling
|  |  | D13641 : Tethered leg platforms | D13641 : Tethered leg platforms | G3231 : Openings_Arches | L2191 : Tanks | C4241 : Target setting
|  |  | D1365 : Hybrid platforms | D1365 : Hybrid platforms | G324 : Combined Openings | L21911 : Tank components | C4242 : Sales reporting systems
|  |  | D1366 : Offshore modules | D1366 : Offshore modules | G325 : Rooflights | L2192 : Silos | C425 : Social marketing
|  |  | D137 : Protective works | D137 : Protective works | G33 : Internal finishes | L21921 : Silo components | C426 : International marketing
|  |  | D1371 : Wave protection works | D1371 : Wave protection works | G331 : Internal finishes Floors | L2193 : Bunkers | C4261 : Export marketing
|  |  | D13711 : Wave screens | D13711 : Wave screens | G3311 : Internal finishes Floors Direct | L21931 : Bunker components | C4262 : Franchising
|  |  | D13712 : Wave walls | D13712 : Wave walls | G3312 : Internal finishes Floors Raised | L2194 : Gasholders | C427 : Marketing by type of product
|  |  | D13713 : Wave deflectors | D13713 : Wave deflectors | G332 : Internal finishes Ceilings Soffit | L21941 : Gasholder components | C43 : Research and development
|  |  | D13714 : Spending beaches | D13714 : Spending beaches | G3321 : Internal finishes Ceilings Soffit Direct | L22 : System buildings minor buildings room units | C431 : Research
|  |  | D1372 : Erosion protection works | D1372 : Erosion protection works | G3322 : Internal finishes Ceilings Soffit Suspended | L221 : Complete buildings portable buildings | C432 : Testing
|  |  | D13721 : Revetments | D13721 : Revetments | G333 : Internal finishes Wall | L2211 : System built | C433 : Development
|  |  | D13722 : Groynes | D13722 : Groynes | G334 : Internal finishes Other | L22111 : Houses | C434 : Results of research
|  |  | D1373 : Flood prevention works | D1373 : Flood prevention works | G34 : Other parts of fabric elements | L22112 : Buildings other than houses | C4341 : Inventions
|  |  | D13731 : Flood banks | D13731 : Flood banks | G4 : Fittings furniture equipment FFE | L22113 : Indoor | C4342 : Publication of research results
|  |  | D13732 : Counter walls | D13732 : Counter walls | G41 : FFE Circulation | L2212 : Inflatable buildings | C44 : Finance and accounting business economics
|  |  | D13733 : Beach bumpings | D13733 : Beach bumpings | G411 : FFE Circulation Access | L2213 : Shelters | C441 : Financial world
|  |  | D13734 : Floodgates | D13734 : Floodgates | G4111 : FFE Circulation Access Depot and plant equipment access | L22131 : Emergency shelters | C4411 : Financial markets
|  |  | D14 : Air transport facilities | D14 : Air transport facilities | G42 : FFE Rest work | L2214 : Garden buildings | C4412 : Financial institutions
|  |  | D141 : Airports | D141 : Airports | G43 : FFE Culinary | L22141 : Greenhouses | C44121 : Banks and banking
|  |  | D1411 : International airports airports for large airliners | D1411 : International airports airports for large airliners | G44 : FFE Sanitary hygiene | L22142 : Glasshouses | C44122 : Finance corporations
|  |  | D1412 : Airports limited to smaller airliners | D1412 : Airports limited to smaller airliners | G45 : FFE Cleaning maintenance CM | L22143 : Summerhouses | C44123 : Trusts
|  |  | D142 : Aerodromes etc. | D142 : Aerodromes etc. | G451 : FFE Cleaning maintenance Depot cleaning and maintenance | L22144 : Sheds | C442 : Financial management
|  |  | D1421 : Landing strips small aerodromes for light aircraft | D1421 : Landing strips small aerodromes for light aircraft | G4511 : FFE Cleaning maintenance Depot cleaning and maintenance Cleaning equipment | L2215 : Sanitary and body care buildings | C4421 : Asset management
|  |  | D1422 : Heliports | D1422 : Heliports | G4512 : FFE Cleaning maintenance Depot cleaning and maintenance Equipment maintenance | L2216 : Funerary constructions | C44211 : Capital raising methods
|  |  | D1423 : VTOL (Vertical take-off and landing) facilities | D1423 : VTOL (Vertical take-off and landing) facilities | G4513 : FFE Cleaning maintenance Depot cleaning and maintenance De-icing | L2217 : Kiosks | C44212 : Leasing
|  |  | D1424 : STOL (Short take-off and landing) facilities | D1424 : STOL (Short take-off and landing) facilities | G46 : FFE Storage screening | L2218 : Chalets | C44213 : Debt financing
|  |  | D1425 : Military aerodromes | D1425 : Military aerodromes | G47 : FFE Works or art and soft furnishings | L222 : Room units space enclosing parts | C44214 : Trading capital
|  |  | D1426 : Aerodromes for seaplanes | D1426 : Aerodromes for seaplanes | G471 : FFE Works or art and soft furnishings Works of art | L2221 : General purpose room units | C44215 : Credit management
|  |  | D143 : Airport management and control facilities | D143 : Airport management and control facilities | G472 : FFE Works or art and soft furnishings Soft furnishings | L2222 : Storage room units | C44216 : Licensing
|  |  | D1431 : Air traffic control towers | D1431 : Air traffic control towers | G48 : FFE Special activity | L2223 : Sanitary and body care room units | C44217 : Investment project appraisal
|  |  | D1433 : Lighting systems | D1433 : Lighting systems | G49 : FFE Other | L22231 : Wet rooms | C442171 : Overseas investment
|  |  | D1434 : Aircraft approach guidance systems | D1434 : Aircraft approach guidance systems | G491 : FFE Other General equipment | L22232 : Sauna rooms | C44218 : Liquid assets
|  |  | D1435 : Navigational systems | D1435 : Navigational systems | G4911 : FFE Other General equipment Depot and plant | L2224 : Controlled environment rooms | C44219 : Financial risk analysis others
|  |  | D144 : Runway taxiway and apron facilities | D144 : Runway taxiway and apron facilities | G492 : FFE Other Monitoring equipment | L22241 : Coldrooms and coldstores | C4422 : Portfolio investment
|  |  | D1441 : Runways runway strips | D1441 : Runways runway strips | G4921 : FFE Other Monitoring equipment Track based | L22242 : Clean rooms | C4423 : Business formation and liquidation
|  |  | D1442 : Taxiways | D1442 : Taxiways | G4922 : FFE Other Monitoring equipment Test equipment | L22243 : Electromagnetically shielded rooms | C44231 : Setting up
|  |  | D1443 : Aprons | D1443 : Aprons | G493 : FFE Other Workshop equipment | L22244 : X-ray shielded rooms | C44232 : Mergers
|  |  | D1444 : Aircraft stands | D1444 : Aircraft stands | G494 : FFE Other Lifting equipment | L2225 : Plant and control room units | C44233 : Flotations
|  |  | D1447 : Other paved areas | D1447 : Other paved areas | G5 : Services elements | L2226 : Non-structural cubicles | C44234 : Partnering
|  |  | D1448 : Other obstruction-free areas over which aircraft can move | D1448 : Other obstruction-free areas over which aircraft can move | G50 : Water supply | L2227 : Corridor units | C44235 : Asset swapping
|  |  | D145 : Airport services facilities | D145 : Airport services facilities | G501 : Water supply Cold water | L2228 : Conservatories | C44236 : Divestment
|  |  | D1451 : Hangars for repair and storage of aircraft | D1451 : Hangars for repair and storage of aircraft | G502 : Water supply Hot water | L2229 : Car ports garages | C44237 : Liquidations
|  |  | D1454 : Fuel supply facilities | D1454 : Fuel supply facilities | G503 : Water supply Bore Hole | L3 : Structural and space division products | C44238 : Insolvencies
|  |  | D1459 : Other airport services facilities | D1459 : Other airport services facilities | G504 : Water supply Water Reclamation | L31 : Foundation products | C4424 : Land and property finance and development
|  |  | D146 : Embarkation facilities terminals | D146 : Embarkation facilities terminals | G51 : Gas and liquid supply | L311 : Pad foundations | C44241 : Land and real estate
|  |  | D1461 : Passenger facilities terminals | D1461 : Passenger facilities terminals | G511 : Gas supply | L312 : Raft foundations | C44242 : Property finance
|  |  | D1462 : Cargo facilities terminals | D1462 : Cargo facilities terminals | G5111 : Gas supply Natural | L313 : Strip foundations | C4425 : Personal financial management
|  |  | D1463 : Baggage handling facilities | D1463 : Baggage handling facilities | G5112 : Gas supply Liquefied petroleum | L314 : Piles | C443 : Accounting and auditing
|  |  | D1464 : Piers and loading bridges linking terminal buildings to aircraft | D1464 : Piers and loading bridges linking terminal buildings to aircraft | G5113 : Gas supply Biogas | L3141 : Driven piles | C4431 : Accounting procedures
|  |  | D1469 : Other parts of embarkation facilities terminals | D1469 : Other parts of embarkation facilities terminals | G5114 : Gas supply Compressed air | L31411 : Driven cast-in-place piles | C44311 : Goodwill accounting
|  |  | D149 : Other air transport facilities | D149 : Other air transport facilities | G5115 : Gas supply Medical | L31412 : Precast piles | C44312 : Inflation accounting
|  |  | D15 : Communications facilities | D15 : Communications facilities | G5116 : Gas supply Laboratory | L31413 : Steel piles | C44313 : Accounting valuations
|  |  | D151 : General broadcasting facilities | D151 : General broadcasting facilities | G512 : Liquid fuel supply | L31414 : Timber piles | C44314 : Book-keeping systems
|  |  | D152 : Radio facilities | D152 : Radio facilities | G5121 : Liquid fuel supply Diesel | L31415 : Casing | C4432 : Management accounting
|  |  | D153 : Television facilities | D153 : Television facilities | G5122 : Liquid fuel supply Petrol | L31416 : Core and mandrels | C44321 : Budgets
|  |  | D1531 : Closed circuit television facilities | D1531 : Closed circuit television facilities | G5123 : Liquid fuel supply Fuel oil | L31417 : Shoes | C44322 : Budgetary control
|  |  | D154 : Telephone telegraph facilities | D154 : Telephone telegraph facilities | G5124 : Liquid fuel supply Biofuel | L31418 : Helmets | C44323 : Cost accounting
|  |  | D1541 : Telephone facilities | D1541 : Telephone facilities | G513 : Steam supply | L3142 : Bored piles | C44324 : Costs
|  |  | D15411 : Telephone exchanges | D15411 : Telephone exchanges | G5131 : Steam and condensate | L31421 : Lining and casing | C443241 : Fixed costs
|  |  | D15412 : Telephone engineering centres and TSCVs | D15412 : Telephone engineering centres and TSCVs | G52 : Heating ventilation and air conditioning | L3143 : Screw piles | C443242 : Variable costs
|  |  | D1542 : Telegraph facilities | D1542 : Telegraph facilities | G521 : Heating | L315 : Caissons | C443243 : Historical costs
|  |  | D15421 : Telex facilities | D15421 : Telex facilities | G5211 : Heating Low temperature hot water | L316 : Columns bases | C443244 : Job costing timesheets
|  |  | D15422 : Facsimile transmission facilities | D15422 : Facsimile transmission facilities | G5212 : Heating Medium temperature hot water | L317 : Foundation instrumentation | C4433 : Accounting for external appraisal
|  |  | D15423 : Data communications facilities | D15423 : Data communications facilities | G5213 : Heating Steam | L318 : Underpinning | C4434 : Auditing
|  |  | D156 : Other telecommunications facilities | D156 : Other telecommunications facilities | G522 : Cooling | L32 : Masonry | C444 : Business economics
|  |  | D1561 : Fibre optic cable facilities | D1561 : Fibre optic cable facilities | G5221 : Cooling Chilled water | L321 : Bricks | C4441 : History and theories of economics
|  |  | D1562 : Other cable and line facilities | D1562 : Other cable and line facilities | G5222 : Cooling Refrigerant | L3211 : Clay bricks | C4442 : Microeconomics
|  |  | D1563 : Microwave beam facilities | D1563 : Microwave beam facilities | G523 : Heating and cooling | L32111 : Common | C44421 : Income
|  |  | D1564 : Laser beam facilities | D1564 : Laser beam facilities | G5231 : Heating and cooling Heat pump | L32112 : Facing | C44422 : Interest rates
|  |  | D1565 : Radio wave facilities | D1565 : Radio wave facilities | G5232 : Heating and cooling Variable refrigerant flow | L32113 : Engineering | C44423 : Profitability
|  |  | D1566 : Transmission facilities | D1566 : Transmission facilities | G5233 : Heating and cooling Underfloor heating and cooling | L32114 : Fire and refractory bricks | C44424 : Productivity
|  |  | D15661 : Satellite ground stations | D15661 : Satellite ground stations | G5234 : Heating and cooling Climatic ceiling and beam | L32115 : Radiation shielding bricks | C4443 : Macroeconomics
|  |  | D1567 : Switching facilities | D1567 : Switching facilities | G524 : Air conditioning | L32116 : Glazed bricks | C44431 : Investment and growth
|  |  | D15671 : Exchanges | D15671 : Exchanges | G5241 : Air conditioning All air | L3212 : Concrete bricks | C444311 : Economic aspects of the environment
|  |  | D15672 : Switching centres | D15672 : Switching centres | G5242 : Air conditioning Fan coil unit | L32121 : Common | C44432 : Economic cycles
|  |  | D15673 : Telecommunication control facilities | D15673 : Telecommunication control facilities | G5243 : Air conditioning Induction unit | L32122 : Facing | C444321 : Recession
|  |  | D157 : Postal communications facilities | D157 : Postal communications facilities | G5245 : Air conditioning Local | L3213 : Calcium silicate bricks | C444322 : Boom
|  |  | D1571 : Post offices | D1571 : Post offices | G5246 : Air conditioning Air handling unit | L32131 : Common | C444323 : Steady growth
|  |  | D1572 : Sorting offices | D1572 : Sorting offices | G525 : Ventilation | L32132 : Facing | C444324 : Flat
|  |  | D1574 : Parcels offices | D1574 : Parcels offices | G5251 : Ventilation Supply and extract | L322 : Blocks | C44433 : Inflation and deflation
|  |  | D1575 : Mail rooms | D1575 : Mail rooms | G52511 : Ventilation Supply and extract Smoke and heat control | L3221 : Dense concrete blocks | C444331 : Inflation
|  |  | D159 : Other communications facilities | D159 : Other communications facilities | G5252 : Ventilation Extract | L32211 : Common | C444332 : Deflation
|  |  | D1591 : Communication reception and control rooms | D1591 : Communication reception and control rooms | G52521 : Ventilation Extract Washroom | L32212 : Facing | C44434 : Monetary economics
|  |  | D15911 : Switchboards | D15911 : Switchboards | G52522 : Ventilation Extract Kitchen | L32213 : Screen walling blocks | C444341 : Foreign exchange
|  |  | D1592 : Telephone booths | D1592 : Telephone booths | G52523 : Ventilation Extract Car parking | L32214 : Glazed blocks | C444342 : Exchange rates
|  |  | D1593 : Telephone boxes | D1593 : Telephone boxes | G52524 : Ventilation Extract Dust collection systems | L3222 : Reconstructed stone blocks | C444343 : World banks
|  |  | D16 : Power supply mineral supply facilities | D16 : Power supply mineral supply facilities | G52525 : Ventilation Extract Safety cabinet and fume cupboard extract systems | L3223 : Lightweight and insulated blocks | C444344 : International Monetary Fund
|  |  | D161 : Electricity generation | D161 : Electricity generation | G52526 : Ventilation Extract Industrial fume extract systems | L32231 : Lightweight aggregate concrete blocks | C44435 : Government economics
|  |  | D1611 : Coal-fired power stations | D1611 : Coal-fired power stations | G52527 : Ventilation Extract Tunnel ventilation | L32232 : Aerated concrete blocks | C444351 : Public finance monetary policies
|  |  | D1612 : Oil-fired power stations | D1612 : Oil-fired power stations | G5253 : Ventilation Supply | L32233 : Insulated blocks | C444352 : National budget
|  |  | D1613 : Dual-fired power stations | D1613 : Dual-fired power stations | G529 : Heating ventilation and air conditioning For special activity | L3224 : Hollow clay blocks | C444353 : Government expenditure
|  |  | D1614 : Nuclear power stations | D1614 : Nuclear power stations | G5291 : Heating ventilation and air conditioning For special activity Cold room | L3225 : Glass blocks | C444354 : Government fund-raising taxation
|  |  | D16141 : Magnox stations | D16141 : Magnox stations | G5292 : Heating ventilation and air conditioning For special activity Ice pad | L323 : Stone | C44436 : Local government economics
|  |  | D16142 : Advanced gas cooled stations | D16142 : Advanced gas cooled stations | G53 : Electric power | L3231 : Rubble stone | C444361 : Rates council taxes
|  |  | D16143 : Pressurised water reactor stations | D16143 : Pressurised water reactor stations | G531 : Electric power supply | L3232 : Dressed and ashlar stone | C4444 : Funding
|  |  | D1615 : Hydroelectric and pumped storage stations | D1615 : Hydroelectric and pumped storage stations | G5311 : Electric power supply High voltage | L324 : Dressings | C44441 : Government funding
|  |  | D16151 : Pumping systems for pumped storage stations | D16151 : Pumping systems for pumped storage stations | G5312 : Electric power supply Low voltage | L3241 : Lintels | C444411 : European Union
|  |  | D1616 : Gas turbine power stations | D1616 : Gas turbine power stations | G5313 : Electric power supply Generator | L3242 : Sills | C444412 : National government
|  |  | D1617 : Electricity generation from wave solar wind power | D1617 : Electricity generation from wave solar wind power | G5314 : Electric power supply Wind power | L3243 : Copings | C444413 : Joint government and private sector funding
|  |  | D16171 : Wave power | D16171 : Wave power | G5315 : Electric power supply Photovoltaic | L3244 : Quoins | C444414 : National Lottery funding
|  |  | D16172 : Solar power | D16172 : Solar power | G5316 : Emergency power supply equipment | L3245 : Cornices | C444415 : Local government grants subsidies
|  |  | D16173 : Wind power | D16173 : Wind power | G53161 : Emergency power supply equipment Local | L3246 : Dentils | C44442 : Private sector funding
|  |  | D1619 : Other electricity generation facilities | D1619 : Other electricity generation facilities | G53162 : Emergency power supply equipment Central | L325 : Lintels | C45 : Personnel management and industrial relations
|  |  | D16191 : Precipitators | D16191 : Precipitators | G532 : Electric power Distribution | L326 : Fixings | C451 : Personnel management theory and systems
|  |  | D16192 : Turbine halls | D16192 : Turbine halls | G5321 : Electric power Distribution High voltage | L3261 : Brackets for supporting brickwork | C4511 : Personnel administration
|  |  | D16193 : Boiler houses | D16193 : Boiler houses | G5322 : Electric power Distribution Low voltage | L3262 : Wall connectors | C4512 : Industrial psychology
|  |  | D162 : Combined heat and power generating stations | D162 : Combined heat and power generating stations | G5323 : Electric power Distribution Small power | L3263 : Wall ties and cramps | C4513 : Personnel policy
|  |  | D163 : Electricity transmission and supply facilities | D163 : Electricity transmission and supply facilities | G5324 : Electric power Distribution Extra low voltage power | L327 : Ancillary products | C4514 : Personnel planning
|  |  | D1631 : Electricity substations | D1631 : Electricity substations | G5325 : Electric power Distribution Direct Current power | L3271 : Cavity trays | C4515 : Human resources development
|  |  | D1632 : Overground transmission facilities | D1632 : Overground transmission facilities | G5326 : Electric power Distribution Uninterruptible power | L3272 : Cavity closers | C4516 : Personnel records and systems
|  |  | D1633 : Underground transmission | D1633 : Underground transmission | G533 : Electric power Monitoring and control | L3273 : Cavity ventilation units | C452 : Recruitment and selection
|  |  | D164 : Non-electrical power generation and supply | D164 : Non-electrical power generation and supply | G5331 : Electric power Monitoring and control measuring | L3274 : Air bricks | C4521 : Job descriptions requirements and enrichments
|  |  | D1641 : Traditional windmills | D1641 : Traditional windmills | G53311 : Electric power Monitoring and control measuring Metering | L3275 : Cavity Insulation | C4522 : Educational qualifications experience skills
|  |  | D1642 : Traditional watermills | D1642 : Traditional watermills | G5332 : Electric power Monitoring and control measuring Control | L328 : Masonry ornamentation | C4523 : Applications references
|  |  | D1643 : Direct supply of heat from geothermal sources | D1643 : Direct supply of heat from geothermal sources | G53321 : Electric power Monitoring and control measuring Control Prevention | L33 : In situ concrete | C4524 : Interviews tests
|  |  | D1644 : Direct supply of heat from the sun | D1644 : Direct supply of heat from the sun | G534 : Electric power Monitoring and control Electrical terminals | L331 : Concrete | C4525 : Selection selection boards
|  |  | D1645 : Other direct supply of heat | D1645 : Other direct supply of heat | G539 : Electric power Monitoring and control For special activity | L3311 : Mass | C4526 : Induction
|  |  | D165 : Oil (petroleum) extraction supply facilities | D165 : Oil (petroleum) extraction supply facilities | G54 : Electric power Lighting | L3312 : Reinforced | C4527 : Probationary period
|  |  | D1651 : Oil rigs extraction from beneath ocean floor | D1651 : Oil rigs extraction from beneath ocean floor | G541 : General lighting | L3313 : Binding | C4528 : Placement
|  |  | D1652 : Oil wells extraction from land | D1652 : Oil wells extraction from land | G5411 : General lighting Internal | L332 : Permanent formwork | C4529 : Equal opportunities discrimination
|  |  | D1653 : Oil refineries | D1653 : Oil refineries | G5412 : General lighting External | L3321 : Profiled steel structural formwork | C453 : Training
|  |  | D1654 : Oil storage facilities | D1654 : Oil storage facilities | G542 : General lighting Emergency | L3322 : Non-structural formwork | C4531 : External training
|  |  | D166 : Gas extraction supply facilities | D166 : Gas extraction supply facilities | G5421 : General lighting Emergency Self contained | L333 : Reinforcement | C4532 : Internal training
|  |  | D1661 : Gas rigs | D1661 : Gas rigs | G5422 : General lighting Emergency Central battery | L3331 : Reinforcement cages | C4533 : Continuing professional development
|  |  | D1662 : Gas wells | D1662 : Gas wells | G5423 : General lighting Emergency Static inverter | L3332 : Steel bars | C4534 : Retraining
|  |  | D1663 : Gas treatment facilities | D1663 : Gas treatment facilities | G543 : General lighting Monitoring and control | L3333 : Steel mesh | C454 : Employee communication
|  |  | D1664 : Gas storage facilities | D1664 : Gas storage facilities | G549 : General lighting For special activity | L3334 : Couplers | C4541 : Handbooks
|  |  | D1665 : Gas pipelines | D1665 : Gas pipelines | G5491 : General lighting For special activity Underwater lighting systems | L3335 : Spacers and chairs | C4542 : Procedure manuals
|  |  | D1666 : Synthetic gas (from coal etc.) production and supply facilities | D1666 : Synthetic gas (from coal etc.) production and supply facilities | G55 : Communications | L3336 : Wires | C4543 : House journals
|  |  | D167 : Solid fuel extraction supply facilities | D167 : Solid fuel extraction supply facilities | G551 : Communications Public address | L334 : Prestressing components | C4544 : Suggestion schemes
|  |  | D1671 : Coal mines shaft mines and pits | D1671 : Coal mines shaft mines and pits | G5511 : Communications Public address Voice | L3341 : Steel cables | C4545 : Consultation
|  |  | D1672 : Opencast mines | D1672 : Opencast mines | G5512 : Communications Public address Music | L3342 : Steel bars | C455 : Industrial relations
|  |  | D1673 : Peat cutting facilities | D1673 : Peat cutting facilities | G552 : Communications Visual display | L3343 : Glassfibre tendons | C4551 : Labour relations
|  |  | D1674 : Uranium mines | D1674 : Uranium mines | G5521 : Communications Signs | L3344 : Other types of tendons | C4552 : Industrial democracy
|  |  | D168 : Mineral extraction supply facilities | D168 : Mineral extraction supply facilities | G55211 : Communications Signs Illuminated | L3345 : Couplers | C4553 : Conciliation arbitration
|  |  | D1681 : Mines for mineral extraction | D1681 : Mines for mineral extraction | G55212 : Communications Signs Advertisement | L3346 : Cable troughs | C4554 : Co-partnerships
|  |  | D1682 : Opencast workings for mineral extraction | D1682 : Opencast workings for mineral extraction | G5522 : Communications Visual display Signs Clocks | L3347 : Anchorages | C4555 : Worker control
|  |  | D1683 : Quarries for mineral extraction | D1683 : Quarries for mineral extraction | G5523 : Communications Visual display Public address | L335 : Cast-in jointing | C456 : Conditions of employment
|  |  | D169 : Other power supply mineral supply facilities | D169 : Other power supply mineral supply facilities | G5534 : Communications Visual display Railway signals | L3351 : Crack inducers | C4561 : Hours of work
|  |  | D17 : Public health water engineering facilities | D17 : Public health water engineering facilities | G553 : Communications Radio | L3352 : Waterbars | C4562 : Breaks
|  |  | D171 : Water supply facilities | D171 : Water supply facilities | G554 : Communications Audio visual | L336 : Ancillary products | C4563 : Leave absence
|  |  | D171/4 : Public health facilities | D171/4 : Public health facilities | G5541 : Communications Audio visual Television | L34 : Structural precast concrete | C4564 : Conduct disciplinary action
|  |  | D1711 : Water supply storage facilities | D1711 : Water supply storage facilities | G5542 : Communications Audio visual Presentation and conferencing | L341 : Complete frames | C4565 : Dispute resolution
|  |  | D17111 : Wells | D17111 : Wells | G5543 : Communications Audio visual Audio alert | L342 : Structural decks and slabs | C4566 : Termination of employment
|  |  | D1712 : Water supply treatment facilities water works | D1712 : Water supply treatment facilities water works | G5544 : Communications Audio visual Breakdown broadcast message system | L3421 : Slabs | C457 : Remuneration
|  |  | D17121 : Screening plant | D17121 : Screening plant | G555 : Communications Telecommunications | L3422 : Joists and infill blocks | C4571 : Salaries wages
|  |  | D17122 : Mixing and flocculation plant | D17122 : Mixing and flocculation plant | G5551 : Communications Telecommunications Telephones | L3423 : Planks | C4572 : Compensation
|  |  | D17123 : Sedimentation plant | D17123 : Sedimentation plant | G556 : Communications Data networks | L343 : Structural beams and columns | C4573 : Systems of payment
|  |  | D17124 : Sand filters | D17124 : Sand filters | G5561 : Communications Data networks Computer network | L3431 : Beams | C4574 : Incentives
|  |  | D17125 : Disinfecting plant | D17125 : Disinfecting plant | G5562 : Communications Data networks SCADA systems | L3432 : Columns | C4575 : Bonuses
|  |  | D17126 : Water softening plant | D17126 : Water softening plant | G5563 : Communications Data networks Fibreoptic networks | L344 : Other structural components | C4577 : Allowances
|  |  | D17127 : Sludge treatment plant | D17127 : Sludge treatment plant | G557 : Communications Data networks Transmitters and receivers | L345 : Fixings and ancillary products | C4578 : Deductions
|  |  | D17128 : Other water supply treatment facilities | D17128 : Other water supply treatment facilities | G558 : Communications Data networks Support communication systems | L3451 : Fixings | C458 : Working conditions nature of work
|  |  | D1713 : Water supply distribution facilities | D1713 : Water supply distribution facilities | G559 : Communications Data networks For special activity | L35 : Structural metal | C4581 : Dangerous work
|  |  | D17131 : Pumping stations | D17131 : Pumping stations | G5591 : Communications Data networks For special activity Induction loop | L351 : Complete frames | C4582 : Monotonous work
|  |  | D17132 : Water mains | D17132 : Water mains | G5592 : Communications Data networks For special activity Infra red | L352 : Fabricated components | C459 : Other personnel management issues
|  |  | D17133 : Break pressure tank | D17133 : Break pressure tank | G5593 : Communications Data networks For special activity Sound field | L3521 : Castellated sections | C4591 : Fringe benefits
|  |  | D1719 : Other water supply facilities | D1719 : Other water supply facilities | G56 : Building transport systems | L3522 : Curved sections | C45911 : Pensions
|  |  | D172 : Wet waste facilities | D172 : Wet waste facilities | G561 : Building transport systems Lifts hoists | L3523 : Trusses | C45912 : Insurance
|  |  | D1721 : Wet waste collection | D1721 : Wet waste collection | G5611 : Building transport systems Lifts hoists Personnel | L3524 : Lattice joists | C45913 : Maternity benefits
|  |  | D17211 : Small-scale collection cesspools septic tanks | D17211 : Small-scale collection cesspools septic tanks | G5612 : Building transport systems Lifts hoists Goods | L3525 : Space frames and decks | C45914 : Sick pay
|  |  | D17212 : Domestic and general collection | D17212 : Domestic and general collection | G562 : Building transport systems Escalators and moving walkways | L3526 : Rafters | C45915 : Grants loans discount schemes to employees
|  |  | D172121 : Combined sewerage systems | D172121 : Combined sewerage systems | G5621 : Building transport systems Escalators and moving walkways Escalators | L3527 : Beams | C4592 : Social benefits
|  |  | D172122 : Separate sewerage systems | D172122 : Separate sewerage systems | G5622 : Building transport systems Escalators and moving walkways Travelators | L353 : Fixings and ancillary products | C45921 : Subsidised meals
|  |  | D172123 : Partially separate sewerage systems | D172123 : Partially separate sewerage systems | G563 : Building transport systems Escalators and moving walkways Building transport systems Conveyors | L3531 : Fixings | C45922 : Vouchers
|  |  | D17213 : Industrial collection | D17213 : Industrial collection | G564 : Building transport systems Escalators and moving walkways Travelling cradles | L35311 : Bolts | C45923 : Employees housing
|  |  | D17214 : Collection from other particular types of facilities | D17214 : Collection from other particular types of facilities | G5641 : Building transport systems Escalators and moving walkways Travelling cradles Gantries and ladders | L36 : Structural timber | C4593 : Status of personnel promotion
|  |  | D17216 : Sewage pumping stations | D17216 : Sewage pumping stations | G5642 : Building transport systems Escalators and moving walkways Travelling cradles Travelling ladders | L361 : Complete frames | C4594 : Resource management
|  |  | D17219 : Other collection facilities | D17219 : Other collection facilities | G569 : Building transport systems For special activity | L3611 : Conventional timber frames | C4595 : Supervision
|  |  | D1722 : Sewage treatment facilities | D1722 : Sewage treatment facilities | G5691 : Building transport systems For special activity Fire escape chutes and slings | L3612 : Glulam frames | C4596 : Employee appraisal
|  |  | D17221 : Package plant and other small scale plant | D17221 : Package plant and other small scale plant | G5692 : Building transport systems For special activity Automatic goods storage and retrieval | L362 : Fabricated components | C4597 : Job evaluation
|  |  | D17222 : Preliminary treatment plant stormwater | D17222 : Preliminary treatment plant stormwater | G57 : Fire security and protection (FSP) | L3621 : Trussed rafters | C46 : Management of computing information technology
|  |  | D17223 : Primary settlement plant | D17223 : Primary settlement plant | G571 : Fire security and protection Security | L3622 : Timber and plywood fabricated beams | C461 : Computer management strategy
|  |  | D17224 : Secondary treatment plant | D17224 : Secondary treatment plant | G5711 : Fire security and protection Security Access control systems | L3623 : Glulam beams | C5 : Management of construction activities and project management
|  |  | D17225 : Tertiary treatment plant | D17225 : Tertiary treatment plant | G5712 : Fire security and protection Security Intruder detection and alarm systems | L363 : Fixings and ancillary products | C50 : General techniques and information
|  |  | D17226 : Sludge removal and treatment plant | D17226 : Sludge removal and treatment plant | G5713 : Fire security and protection Security Closed circuit television systems | L3631 : Fixings | C501 : Programming
|  |  | D17227 : Pumping systems and power units | D17227 : Pumping systems and power units | G5714 : Fire security and protection Security Detection arch systems | L36311 : Nail plates | C502 : Critical path analysis
|  |  | D17228 : Control measuring and transport devices | D17228 : Control measuring and transport devices | G5715 : Fire security and protection Security Personal protection | L36312 : Bolts | C503 : Monitoring techniques
|  |  | D17229 : Other sewage treatment facilities | D17229 : Other sewage treatment facilities | G572 : Fire security and protection Fire | L36313 : Joist hangers and connectors | C504 : Methods of communication
|  |  | D1723 : Wet waste disposal facilities | D1723 : Wet waste disposal facilities | G5721 : Fire security and protection Fire and smoke alarms | L37 : Structural components in other materials | C505 : Risk analysis and management
|  |  | D17231 : Disposal into sea outfalls | D17231 : Disposal into sea outfalls | G5722 : Fire security and protection Fire suppression | L38 : Non-structural space division products | C506 : Health and safety plan
|  |  | D17232 : Disposal into inland waters | D17232 : Disposal into inland waters | G57221 : Fire security and protection Fire suppression Fire hose | L381 : Facades and roofs | C507 : Quality plans
|  |  | D17233 : Disposal into ground | D17233 : Disposal into ground | G57222 : Fire security and protection Fire suppression Fire hydrant | L3811 : Curtain walls rainscreen cladding | C508 : Plans of work
|  |  | D17234 : Disposal onto the land | D17234 : Disposal onto the land | G57223 : Fire security and protection Fire suppression Dry riser | L3812 : Patent glazing | C509 : Job manuals
|  |  | D17235 : Incineration of unwanted sludge | D17235 : Incineration of unwanted sludge | G57224 : Fire security and protection Fire suppression Wet riser | L3813 : Structural glazing | C6 : Management of construction activities and project management
|  |  | D1729 : Other wet waste facilities | D1729 : Other wet waste facilities | G57225 : Fire security and protection Fire suppression Sprinkler fire-extinguishing | L3814 : Combined door and screen units | C61 : Inception and procurement
|  |  | D173 : Refuse disposal facilities | D173 : Refuse disposal facilities | G57226 : Fire security and protection Fire suppression Deluge fire-extinguishing | L382 : Prefabricated roof forms | C611 : Client and contractor relationship
|  |  | D1731 : Refuse collection and storage facilities | D1731 : Refuse collection and storage facilities | G57227 : Fire security and protection Fire suppression Water mist fire-extinguishing | L3821 : Folded plate roofs | C6111 : Conventional lump sum contracting
|  |  | D1732 : Refuse treatment facilities | D1732 : Refuse treatment facilities | G57228 : Fire security and protection Fire suppression Gaseous fire-extinguishing | L3822 : Curved shell roofs | C6112 : Design and build
|  |  | D1733 : Refuse tips and dumps and re-use facilities | D1733 : Refuse tips and dumps and re-use facilities | G57229 : Fire security and protection Fire suppression Foam fire fighting` | L3823 : Other roof shapes | C6113 : Management contracting
|  |  | D1734 : Incinerators | D1734 : Incinerators | G5723 : Fire security and protection Fire Smoke extraction control installations | L3824 : Over-roofing systems | C6114 : Construction management
|  |  | D1735 : Car barbecue plant | D1735 : Car barbecue plant | G5724 : Fire security and protection Fire Detection | L3825 : Roof for external spaces | C612 : Briefing by client
|  |  | D1739 : Other refuse disposal facilities | D1739 : Other refuse disposal facilities | G5725 : Fire security and protection Fire Fire protection | L383 : Tensile fabric structures | C613 : Competition entries competitions
|  |  | D174 : Mineral waste disposal facilities | D174 : Mineral waste disposal facilities | G573 : Fire security and protection Other protection | L384 : Partitions non-structural internal walls | C614 : Proposals
|  |  | D1741 : Slag heaps | D1741 : Slag heaps | G5731 : Fire security and protection Other protection Lightning protection | L3841 : Storage Walls | C615 : Appointment of lead and other consultants
|  |  | D1742 : Nuclear fission waste products disposal facilities | D1742 : Nuclear fission waste products disposal facilities | G5732 : Fire security and protection Other protection Cathodic protection | L385 : Room dividers screens | C6151 : Compulsory competitive tendering
|  |  | D175 : Reservoirs | D175 : Reservoirs | G574 : Fire security and protection Safety | L386 : Access floors floating floors | C62 : Feasibility
|  |  | D1751 : Natural reservoirs | D1751 : Natural reservoirs | G5741 : Fire security and protection Safety Detection | L387 : Suspended ceilings | C621 : Appraisals
|  |  | D1752 : Impounding reservoirs | D1752 : Impounding reservoirs | G57411 : Fire security and protection Safety Detection Gas detection | L388 : Balcony units mezzanine floors galleries | C622 : Surveys and structural implications of site
|  |  | D1753 : Service reservoirs | D1753 : Service reservoirs | G57412 : Fire security and protection Safety Detection Water leak detection | L39 : Purpose-made non-structural architectural products | C623 : Energy strategies
|  |  | D176 : Spillways energy dissipating works | D176 : Spillways energy dissipating works | G5742 : Fire security and protection Communications | L391 : Metalwork | C624 : Community and tenant liaison
|  |  | D1761 : Bellmouth spillways | D1761 : Bellmouth spillways | G57421 : Fire security and protection Communications Evacuation | L392 : Joinery | C63 : Outline proposals and programme preparation
|  |  | D1762 : Ski jump spillways | D1762 : Ski jump spillways | G57422 : Fire security and protection Communications Assistance call | L393 : Plastics | C631 : Outline proposals
|  |  | D1763 : Siphon spillways | D1763 : Siphon spillways | G57423 : Fire security and protection Communications Incident call | L4 : Access barrier and circulation products | C6311 : Report and sketch plans
|  |  | D1764 : Side channel spillways | D1764 : Side channel spillways | G57424 : Fire security and protection Communications Nurse call | L41 : Doors windows etc. (access products) | C6312 : Cost models and indicative costs
|  |  | D1765 : Auxiliary spillway | D1765 : Auxiliary spillway | G575 : Fire security and protection Alert system | L411 : Doors | C6313 : Energy targets
|  |  | D1766 : Fuse plug spillways | D1766 : Fuse plug spillways | G576 : Fire security and protection Structural surface protection | L4111 : By method of opening | C632 : Programme preparation
|  |  | D1767 : Bye channels | D1767 : Bye channels | G579 : Fire security and protection For special activity | L41111 : Side hung | C6321 : Development control plan
|  |  | D1769 : Other energy dissipating works | D1769 : Other energy dissipating works | G58 : Disposal systems | L41112 : Revolving | C6322 : Management control plan
|  |  | D177 : Weirs barrages | D177 : Weirs barrages | G581 : Drainage | L41113 : Sliding | C64 : Scheme design and costing
|  |  | D1771 : Spillweirs | D1771 : Spillweirs | G5811 : Drainage Foul Water | L411131 : Folding | C641 : Completion of brief
|  |  | D1772 : Fixed crest weirs | D1772 : Fixed crest weirs | G58111 : Drainage Foul Laboratory and industrial waste disposal systems | L41114 : Rolling up | C6411 : Coordination of design development
|  |  | D1773 : Broad-crested weirs | D1773 : Broad-crested weirs | G58112 : Drainage Foul Soakaways septic tanks and sewage treatment plant | L41115 : Stacking | C642 : Full design of project
|  |  | D1774 : Thin-plate weirs | D1774 : Thin-plate weirs | G58113 : Drainage Foul Pumping stations and pressure pipelines | L41116 : Overhead | C643 : Preliminary design
|  |  | D1775 : Full-width weirs | D1775 : Full-width weirs | G58114 : Drainage Foul Sewage pumping | L41117 : Flexible | C644 : Costing of design
|  |  | D1776 : Measuring weirs | D1776 : Measuring weirs | G58115 : Drainage Foul Sewage treatment and sterilisation systems | L41118 : Half doors | C645 : Submission of proposals for all approvals
|  |  | D17761 : Crump weirs | D17761 : Crump weirs | G5812 : Drainage Surface water | L4112 : By purpose | C65 : Detail design and costing
|  |  | D1777 : Diversion weirs | D1777 : Diversion weirs | G58121 : Drainage Surface water Ground water pressure relief drainage | L41121 : Firedoors | C651 : Full design of every part and component
|  |  | D1778 : Barrages barriers | D1778 : Barrages barriers | G58122 : Drainage Surface water Rainwater drainage systems | L41122 : Security doors | C652 : Working drawings including CAD
|  |  | D178 : Irrigation and land drainage facilities | D178 : Irrigation and land drainage facilities | G58123 : Drainage Surface water Land drainage systems | L41123 : Controlled environment doors | C653 : Completion of cost checking of designs final cost plan
|  |  | D1781 : Checks | D1781 : Checks | G58124 : Drainage Surface water Sewage treatment systems | L41124 : Acoustic doors | C66 : Production information
|  |  | D179 : Other public health facilities | D179 : Other public health facilities | G58125 : Drainage Surface water Constructed wetlands | L41125 : Garage doors | C661 : Production drawings
|  |  | D2 : Industrial facilities | D2 : Industrial facilities | G582 : Refuse disposal | L4113 : Operation | C662 : Production schedules
|  |  | D26 : Agricultural facilities | D26 : Agricultural facilities | G5821 : Refuse disposal Centralised vacuum cleaning systems | L41131 : Automatic | C663 : Production specifications
|  |  | D261 : Forestry facilities | D261 : Forestry facilities | G5822 : Refuse disposal Refuse chutes | L41132 : Manual | C67 : Bills of quantities
|  |  | D2611 : Shelter belt facilities | D2611 : Shelter belt facilities | G5823 : Refuse disposal Compactors macerators | L4114 : Door components | C671 : Bills of quantities
|  |  | D262 : Fishing facilities | D262 : Fishing facilities | G5824 : Refuse disposal Incineration plant | L41141 : Door leaves | C672 : Tender documents
|  |  | D2621 : Fisheries | D2621 : Fisheries | G589 : Disposal systems For special activity | L41142 : Door frame | C68 : Tender action
|  |  | D2622 : Fish farms | D2622 : Fish farms | G59 : Services elements Other | L412 : Hatches access doors trap doors | C681 : Drawing up list of tenderers
|  |  | D263 : Farming facilities | D263 : Farming facilities | G6 : Services parts of elements | L413 : Windows | C682 : Preliminary enquiries for invitation to tender
|  |  | D2631 : Farms | D2631 : Farms | G61 : Source energy | L4131 : Fixed | C683 : Drawing up of shortlist and notification to tenderers
|  |  | D2632 : Crofts | D2632 : Crofts | G611 : Heat output | L4132 : Casement | C684 : Dispatch of tender documents
|  |  | D264 : Horticultural (market gardening) facilities | D264 : Horticultural (market gardening) facilities | G6111 : Heat output Heat generation | L41321 : Side-hung | C685 : Assessment of tenders and notification to tenderers
|  |  | D2641 : Nurseries | D2641 : Nurseries | G61111 : Heat output Heat generation Gas and oil fired boilers | L41322 : Top-hung | C686 : Examination of priced bills
|  |  | D2642 : Hothouses | D2642 : Hothouses | G61112 : Heat output Heat generation Solid fuel boilers | L41323 : Bottom-hung | C687 : Negotiated reduction of tenders
|  |  | D2643 : Glasshouses greenhouses | D2643 : Glasshouses greenhouses | G61113 : Heat output Heat generation Steam boilers | L4133 : Sliding | C688 : Contractor appointed.
|  |  | D2644 : Agricultural produce facilities | D2644 : Agricultural produce facilities | G61114 : Heat output Heat generation Solar panels | L41331 : Horizontal | C7 : Management of construction activities and project management
|  |  | D265 : Livestock facilities | D265 : Livestock facilities | G6112 : Heat output Heat conversion | L41332 : Vertical | C71 : Construction preparation and project planning
|  |  | D2653 : For horses | D2653 : For horses | G61121 : Heat output Heat conversion Calorifiers | L41333 : Projecting | C711 : Contract documents
|  |  | D26531 : Studs | D26531 : Studs | G61122 : Heat output Heat conversion Heat exchangers | L4134 : Pivot | C7111 : Compilation
|  |  | D2654 : For cattle | D2654 : For cattle | G612 : Electricity output | L41341 : Horizontal | C7112 : Novation
|  |  | D26541 : Cattle unit | D26541 : Cattle unit | G6121 : Electricity output Electricity generation | L41342 : Vertical | C7113 : Checking
|  |  | D26542 : Cowshed | D26542 : Cowshed | G61211 : Electricity output Diesel generators | L4135 : Tilt and turn | C7114 : Signature
|  |  | D26543 : Milking parlour | D26543 : Milking parlour | G61212 : Electricity output Wind generators | L4136 : Louvre | C712 : Insurance
|  |  | D2655 : For sheep goats | D2655 : For sheep goats | G61213 : Electricity output Solar generators | L4137 : Sash | C713 : Site programme
|  |  | D26551 : Sheep dipping facilities | D26551 : Sheep dipping facilities | G6122 : Electricity output Electricity conversion | L414 : Rooflights | C7131 : Agreement of critical dates
|  |  | D2656 : For pigs | D2656 : For pigs | G61221 : Electricity output Electricity conversion Transformers | L4141 : Individual units | C7132 : Agree methods of progressing
|  |  | D2657 : For birds poultry | D2657 : For birds poultry | G61222 : Electricity output Electricity conversion Converters | L4142 : Continuous units | C714 : Project meetings
|  |  | D26571 : Battery facilities | D26571 : Battery facilities | G613 : Cooling output | L4143 : Dormers | C7141 : Arrangements for issuing instructions
|  |  | D26572 : Free-range facilities | D26572 : Free-range facilities | G6131 : Cooling output Refrigeration plant | L4144 : Northlights | C7142 : Location frequency and other arrangements for site meetings
|  |  | D26573 : Barn facilities | D26573 : Barn facilities | G6132 : Cooling output Heat pumps | L4145 : Skylights | C715 : Contractors pre-contract planning
|  |  | D2659 : For other animals | D2659 : For other animals | G614 : Cooling output Combined heat power cooling | L4146 : Lantern lights | C7151 : Programming
|  |  | D268 : Miscellaneous agricultural facilities | D268 : Miscellaneous agricultural facilities | G6141 : Cooling output Combined heat power cooling plant plant | L415 : Pavement lights | C7152 : Site layout
|  |  | D2681 : Agricultural storage | D2681 : Agricultural storage | G62 : Non-energy treatment storage | L416 : Trap doors | C7153 : Liaison with engineers
|  |  | D26811 : Bulk storage with thrust resistant walls | D26811 : Bulk storage with thrust resistant walls | G621 : Non-energy treatment storage Tanks | L418 : Ancillary products for doors and windows architectural ironmongery | C716 : Tenant decanting
|  |  | D26812 : Storage with non-thrust resistant walls | D26812 : Storage with non-thrust resistant walls | G6211 : Non-energy treatment storage Tanks Water | L4181 : Door furniture | C72 : Construction operations on site
|  |  | D26813 : Storage with little or no wall Dutch barns | D26813 : Storage with little or no wall Dutch barns | G6212 : Non-energy treatment storage Tanks Gas | L41811 : Door openers | C721 : Quality control
|  |  | D26814 : Controlled environment facilities | D26814 : Controlled environment facilities | G6213 : Non-energy treatment storage Tanks Fuel | L41812 : Door closers | C7211 : Quality control and management
|  |  | D26815 : Manure storage facilities dungsteads farm effluent tanks slurry tanks | D26815 : Manure storage facilities dungsteads farm effluent tanks slurry tanks | G63 : Distribution | L41813 : Knobs levers handles | C7212 : Site inspection by consultants
|  |  | D2682 : Fields for containing animals | D2682 : Fields for containing animals | G631 : Distribution Ductwork | L41814 : Roses escutcheons | C7213 : Site inspection by clerk of works
|  |  | D2683 : Fields for growing crops | D2683 : Fields for growing crops | G632 : Distribution Pipework | L41815 : Fingerplates kick plates edge protection for doors door stops | C7214 : Commissioning and testing
|  |  | D2684 : Yards | D2684 : Yards | G6321 : Distribution Pipework Water | L41816 : Knockers | C722 : Time control
|  |  | D2685 : Stalls pens for animals | D2685 : Stalls pens for animals | G6322 : Distribution Pipework Gas | L41817 : Letter boxes and plates | C7221 : Maintenance of programme
|  |  | D27 : Manufacturing facilities by type of industry | D27 : Manufacturing facilities by type of industry | G6323 : Distribution Pipework Fuel | L41818 : Locks | C7222 : Claims for extension of time
|  |  | D272 : Construction industry | D272 : Construction industry | G633 : Distribution Cables and cable containment | L418181 : Mortice locks | C723 : Cost control
|  |  | D2721 : Builders yards | D2721 : Builders yards | G6331 : Distribution Cables and cable containment Cables | L418182 : Latches | C7231 : Procedures for cost control
|  |  | D2722 : Local authority maintenance depots | D2722 : Local authority maintenance depots | G6332 : Distribution Cables and cable containment Conduit | L418183 : Deadlocks | C724 : Recording
|  |  | D273 : Food drink tobacco industries | D273 : Food drink tobacco industries | G6333 : Distribution Cables and cable containment Trunking | L418184 : Electric and electronic locks | C7241 : Site meetings
|  |  | D2731 : Abattoirs | D2731 : Abattoirs | G6334 : Distribution Cables and cable containment Cable tray | L418185 : Padlocks | C7242 : Daywork records
|  |  | D2732 : Dairies | D2732 : Dairies | G634 : Distribution Pumps | L418186 : Knobsets | C7243 : Progress photographs
|  |  | D2733 : Breweries | D2733 : Breweries | G6341 : Distribution Pumps Belt driven | L41819 : Bolts | C7244 : Weather records
|  |  | D2734 : Bakeries | D2734 : Bakeries | G6342 : Distribution Pumps Close coupled | L418191 : Barrel bolts | C73 : Completion
|  |  | D2735 : Canning and bottling | D2735 : Canning and bottling | G6343 : Distribution Pumps Sump | L418192 : Flush bolts | C731 : Detailed pre-completion inspection by consultants contractor and sub-contractors
|  |  | D2736 : Tobacco | D2736 : Tobacco | G6344 : Distribution Pumps Manual | L418193 : Mortice bolts | C732 : Hand-over to client
|  |  | D2739 : Other food drink and tobacco industries | D2739 : Other food drink and tobacco industries | G635 : Distribution Fans | L418194 : Indicator bolts | C732 : Hand-over and practical completion
|  |  | D274 : Chemical and allied industries | D274 : Chemical and allied industries | G6351 : Distribution Fans Centrifugal | L418195 : Espagnolette cremorne bolts | C733 : Health and safety file and operation and maintenance manual and tenants handbook
|  |  | D275 : Engineering industries metal industries | D275 : Engineering industries metal industries | G6352 : Distribution Fans Axial | L418196 : Panic bolts emergency exit hardware | C734 : Miscellaneous hand-over and practical completion issues
|  |  | D2751 : Metals | D2751 : Metals | G6353 : Distribution Fans Roof mounted | L4182 : Window furniture | C7341 : Training of operating and maintenance staff
|  |  | D2752 : Mechanical engineering | D2752 : Mechanical engineering | G6354 : Distribution Fans Mixed flow | L41821 : Fasteners stays hooks | C7342 : Tenant communications
|  |  | D2753 : Instrument engineering | D2753 : Instrument engineering | G64 : Terminals | L41822 : Locks catches bolts | C735 : Certificate of practical completion
|  |  | D2754 : Electrical and electronic engineering | D2754 : Electrical and electronic engineering | G641 : Terminals Heat emitters | L41823 : Handles | C736 : Defects
|  |  | D2755 : Shipbuilding and marine engineering | D2755 : Shipbuilding and marine engineering | G6411 : Terminals Heat emitters Radiators | L41824 : External louvres | C737 : Final inspection
|  |  | D2756 : Vehicles | D2756 : Vehicles | G6412 : Terminals Heat emitters Fan convectors | L41825 : Internal louvres | C738 : Certificate of making good defects
|  |  | D2759 : Other metal goods | D2759 : Other metal goods | G6413 : Terminals Heat emitters Natural convectors | L4183 : Hinges | C739 : Final accounts and final certificate
|  |  | D276 : Textile and clothing industries | D276 : Textile and clothing industries | G6414 : Terminals Heat emitters Radiant panels | L41831 : Butt hinges | C8 : Management of construction activities and project management
|  |  | D2761 : Textiles | D2761 : Textiles | G6415 : Terminals Heat emitters Unit heaters | L418311 : Rising | C81 : Occupation and facilities management
|  |  | D2762 : Leather leather goods and fur | D2762 : Leather leather goods and fur | G642 : Terminals Supply and extract ventilation | L418312 : Continuous or piano | C811 : Property and premises strategy planning and management
|  |  | D2763 : Clothes and footwear | D2763 : Clothes and footwear | G6421 : Terminals Supply and extract ventilation Grilles | L41832 : Projection hinges | C8111 : Performance analysis
|  |  | D277 : Clay and cement and timber industries | D277 : Clay and cement and timber industries | G6422 : Terminals Supply and extract ventilation Diffusers | L418321 : Parliament | C8112 : Property and asset registers
|  |  | D2771 : Brick manufacturing | D2771 : Brick manufacturing | G6423 : Terminals Supply and extract ventilation Louvres | L418322 : Butterfly | C812 : Space management
|  |  | D2772 : Pottery manufacturing | D2772 : Pottery manufacturing | G643 : Terminals Electrical | L418323 : Counter or flap | C8121 : Space planning
|  |  | D2773 : Glass manufacturing | D2773 : Glass manufacturing | G6431 : Terminals Electrical Luminaires | L41833 : Flush hinges | C8122 : Space design
|  |  | D2774 : Cement manufacturing | D2774 : Cement manufacturing | G6432 : Terminals Electrical Power outlets | L41834 : Barrel hinges | C8123 : Space standards
|  |  | D2775 : Timber manufacturing | D2775 : Timber manufacturing | G6433 : Terminals Electrical Switches | L41835 : Concealed hinges | C8124 : Accommodation layouts
|  |  | D2776 : Furniture manufacturing | D2776 : Furniture manufacturing | G65 : Terminals Package units | L41836 : Tee or gate hinges | C8125 : Mobile desking
|  |  | D2777 : Paper manufacturing | D2777 : Paper manufacturing | G66 : Terminals Monitoring and control | L41837 : Friction hinges | C8126 : Home working and teleworking
|  |  | D2778 : Printing and publishing | D2778 : Printing and publishing | G661 : Terminals Monitoring and control Control systems | L41838 : Specialist hinges | C813 : Contract office services outsourcing of office services
|  |  | D279 : Other manufacturing production facilities by type of industry | D279 : Other manufacturing production facilities by type of industry | G662 : Terminals Monitoring and control Monitoring systems | L418381 : Double action | C814 : Premises services
|  |  | D28 : Manufacturing facilities by type of premises | D28 : Manufacturing facilities by type of premises | G6621 : Terminals Monitoring and control Monitoring systems Measuring | L418382 : Single action or spring | C8141 : Catering
|  |  | D281 : Heavy industry facilities | D281 : Heavy industry facilities | G663 : Terminals Monitoring and control Building management systems | L418383 : Cranked | C8142 : Recreation
|  |  | D2811 : Works | D2811 : Works | G69 : Terminals Other parts of services elements | L418384 : Ball bearing hinges | C8143 : Nurseries
|  |  | D2812 : Mills | D2812 : Mills | G7 : External site works | L418385 : Lift-off hinges | C8144 : CrŠches
|  |  | D282 : Factories | D282 : Factories | G71 : External site works Surface treatment | L41839 : Hinges by function | C8145 : Transport facilities
|  |  | D2821 : Advance factories and standard factories | D2821 : Advance factories and standard factories | G711 : External site works Surface treatment Hard surfaces | L418391 : Fire resistant | C8146 : Communication services
|  |  | D2822 : Flatted factories | D2822 : Flatted factories | G712 : External site works Surface treatment Landscaping | L418392 : Security | C815 : Maintenance and operation
|  |  | D2823 : Industrial workshops | D2823 : Industrial workshops | G72 : External site works Enclosure division | L4183921 : Bolt hinges | C8151 : Maintenance of external fabric of buildings or other structures
|  |  | D2824 : Purpose built factories | D2824 : Purpose built factories | G721 : External site works Enclosure division External works Fencing and walling and hedges | L418393 : Rising | C8152 : Maintenance of internal fabric of buildings decorating
|  |  | D283 : Light industrial facilities business parks for light industry | D283 : Light industrial facilities business parks for light industry | G722 : External site works Enclosure division Retaining walls | L4184 : Architraves | C8153 : Cleaning of interior of buildings
|  |  | D284 : Industrial warehouses storage facilities | D284 : Industrial warehouses storage facilities | G723 : External site works Enclosure division Stone walls | L4185 : Security bars | C8154 : Operation and maintenance of building services
|  |  | D2841 : Advance warehouses and stores | D2841 : Advance warehouses and stores | G7231 : External site works Enclosure division Stone walls Dry stone walling | L4186 : Films applied to glass | C8156 : Energy management
|  |  | D2842 : Purpose built warehouses and stores | D2842 : Purpose built warehouses and stores | G7232 : External site works Enclosure division Stone walls Mortared stone walling | L41861 : Solar control film | C8157 : Environmental strategies
|  |  | D285 : Industrial process facilities | D285 : Industrial process facilities | G73 : External site works Special purpose works | L41862 : Shatter resistant film | C8158 : Life cycle costing
|  |  | D2851 : Assembly line facilities | D2851 : Assembly line facilities | G731 : External site works Special purpose works Water features pools | L41863 : Tinted and opaque film | C8159 : Health and safety at work
|  |  | D2852 : Industrial work facilities | D2852 : Industrial work facilities | G732 : External site works Special purpose works Shelters and minor buildings | L4187 : Ventilators and condensation controls and glazing channels | C816 : Emergency procedures
|  |  | D2853 : Production machine rooms | D2853 : Production machine rooms | G733 : External site works Special purpose works Bridges underpasses | L41871 : Trickle vents | C8161 : Policies
|  |  | D286 : Industrial repair facilities | D286 : Industrial repair facilities | G739 : External site works Special purpose works Other | L4188 : Thresholds sills | C8162 : Disaster recovery strategies
|  |  | D287 : Distribution centres | D287 : Distribution centres | G74 : External site works Fittings furniture equipment | L4189 : Weatherbars weatherseals draught excluders | C8163 : Fire strategies
|  |  | D289 : Other industrial facilities | D289 : Other industrial facilities | G75 : External site works Mains supply | L42 : Protection of openings | C8164 : Security strategies
|  |  | D3 : Administrative commercial protective service facilities | D3 : Administrative commercial protective service facilities | G751 : External site works Mains supply Water | L421 : Overhanging screens | C817 : Relocation management
|  |  | D31 : Official administrative facilities law courts | D31 : Official administrative facilities law courts | G752 : External site works Mains supply Fire | L4211 : Canopies | C83 : Feedback
|  |  | D311 : International legislative and administrative facilities | D311 : International legislative and administrative facilities | G753 : External site works Mains supply Hot water steam | L4212 : Awnings | C831 : Analysis of job records
|  |  | D3111 : European parliament | D3111 : European parliament | G754 : External site works Mains supply Gas | L4213 : Non-structural porches | C832 : Inspection of building
|  |  | D3112 : UN | D3112 : UN | G755 : External site works Mains supply Electric | L42131 : Porches | C833 : Studies of building in use
|  |  | D312 : National legislative and administrative facilities | D312 : National legislative and administrative facilities | G756 : External site works Mains supply Communications cable | L42132 : Porticos | C84 : Refurbishment and recommissioning
|  |  | D3121 : Parliaments | D3121 : Parliaments | G76 : External site works External distributed services | L42133 : Door canopies surrounds | C9 : Management of construction activities and project management
|  |  | D3122 : Capitols | D3122 : Capitols | G761 : External site works External distributed services Lighting | L42134 : Overdoors | C91 : Decommissioning
|  |  | D3123 : Ministries | D3123 : Ministries | G762 : External site works External distributed services Other | L4214 : Projecting louvred screens | C92 : Demolition etc.
|  |  | D314 : Regional and local legislative and administrative facilities | D314 : Regional and local legislative and administrative facilities | G77 : External site works Site underground drainage | L422 : Blinds | C921 : Dismantling
|  |  | D3141 : Regional county and district offices | D3141 : Regional county and district offices | G771 : External site works Site underground drainage Foul water drainage | L4221 : Blackout blinds | C922 : Demolition
|  |  | D3142 : Civic centres | D3142 : Civic centres | G772 : External site works Site underground drainage Surface water drainage | L4222 : Insect screens | C923 : Disposal
|  |  | D3143 : County city and town halls | D3143 : County city and town halls | G773 : External site works Site underground drainage Combined water drainage | L4223 : Roller blinds | C93 : Redevelopment
|  |  | D3144 : Guildhalls | D3144 : Guildhalls | 1 : SUBSTRUCTURE | L4224 : Venetian blinds
|  |  | D3145 : Mayors parlours | D3145 : Mayors parlours | 1A : Substructure | L4225 : Vertical blinds
|  |  | D3146 : Governors residences | D3146 : Governors residences | 1A1 : Standard Foundations | L423 : Shutters
|  |  | D315 : Local offices of government departments | D315 : Local offices of government departments | 1A2 : Special Foundations | L4231 : Fire and smoke shutters
|  |  | D3151 : Taxation facilities and customs houses | D3151 : Taxation facilities and customs houses | 1A3 : Lowest Floor Bed and Slab | L42311 : Firebreak shutters
|  |  | D3152 : Labour exchange facilities | D3152 : Labour exchange facilities | 1A4 : Basement Excavation | L42312 : Escalator shutters
|  |  | D31521 : Job centres | D31521 : Job centres | 1A5 : Basement Retaining Walls | L4232 : Internal shutters
|  |  | D31522 : Employment exchanges | D31522 : Employment exchanges | 2 : SUPERSTRUCTURE | L4233 : Security shutters
|  |  | D3153 : Benefit offices and Department of Social Security offices | D3153 : Benefit offices and Department of Social Security offices | 2A : Frame | L4234 : Industrial shutters
|  |  | D3154 : Local housing offices | D3154 : Local housing offices | 2A1 : Structural Frame | L424 : Grilles
|  |  | D316 : Official representation facilities | D316 : Official representation facilities | 2B : Upper Floors | L4241 : Roller grilles
|  |  | D3161 : Palaces | D3161 : Palaces | 2B1 : Upper Floors | L425 : Louvres
|  |  | D3162 : Presidential residences | D3162 : Presidential residences | 2C : Roof | L426 : Explosion vents
|  |  | D3163 : Embassies | D3163 : Embassies | 2C1 : Roof Structure | L43 : Circulation and escape
|  |  | D3164 : Consulates | D3164 : Consulates | 2C2 : Roof Coverings | L431 : Flat circulation
|  |  | D3165 : Legations | D3165 : Legations | 2C3 : Roof Drainage | L4311 : Ramps
|  |  | D3166 : High commissions | D3166 : High commissions | 2C4 : Rooflights and Openings | L43111 : Collapsible ramps
|  |  | D3167 : Missions | D3167 : Missions | 2C5 : Roof Features | L4312 : Walkways elevated walkways
|  |  | D317 : Law courts | D317 : Law courts | 2D : Stairs | L43121 : Footbridges
|  |  | D3171 : Civil courts | D3171 : Civil courts | 2D1 : Stair Structure | L432 : Stepped circulation
|  |  | D31711 : County courts | D31711 : County courts | 2D2 : Stair Finishes | L4321 : Ladders (non-portable)
|  |  | D31712 : Magistrates courts | D31712 : Magistrates courts | 2D3 : Stair Balustrades and Handrails | L43211 : Access ladders
|  |  | D3172 : Criminal courts and assizes | D3172 : Criminal courts and assizes | 2E : External Walls | L43212 : Loft ladders
|  |  | D3173 : Court rooms | D3173 : Court rooms | 2E1 : External Enclosing Walls | L43213 : Roll-up ladders
|  |  | D319 : Other official administrative facilities | D319 : Other official administrative facilities | 2E2 : External Wall Finishes | L43214 : Sliding ladders
|  |  | D3192 : Ceremonial suites | D3192 : Ceremonial suites | 2E3 : Solar and Rain Screening | L4322 : Stairs
|  |  | D3193 : Robing rooms | D3193 : Robing rooms | 2E4 : Basement Walls | L43221 : Straight stairs
|  |  | D3194 : Debating chambers | D3194 : Debating chambers | 2E5 : Façade Access | L43222 : Curved stairs
|  |  | D32 : Office facilities | D32 : Office facilities | 2F : External Windows and Doors | L43223 : Spiral stairs
|  |  | D321 : Business parks consisting of office buildings | D321 : Business parks consisting of office buildings | 2F1 : External Windows | L43224 : Stair parts
|  |  | D322 : Purpose built office facilities | D322 : Purpose built office facilities | 2F2 : External Doors | L432241 : Nosings
|  |  | D323 : Office facilities built speculatively | D323 : Office facilities built speculatively | 2G : Internal Walls and Partitions | L432242 : Inserts
|  |  | D324 : Open-plan office facilities landscaped office facilities brolanschaft | D324 : Open-plan office facilities landscaped office facilities brolanschaft | 2G1 : Internal Walls and Partitions | L432243 : Treads
|  |  | D325 : Traditional office facilities | D325 : Traditional office facilities | 2G2 : Balustrades and Handrails | L433 : Means of escape in case of fire
|  |  | D327 : Art and design studios drawing offices | D327 : Art and design studios drawing offices | 2G3 : Moveable Room Dividers | L4331 : Fire escapes and stairs
|  |  | D329 : Other office facilities | D329 : Other office facilities | 2G4 : Cubicles | L4332 : Fire ladders
|  |  | D3291 : Typing and word processing pools | D3291 : Typing and word processing pools | 2H : Internal Doors | L4333 : Slings
|  |  | D3292 : Executives offices | D3292 : Executives offices | 2H1 : Internal Doors | L4334 : Escape slides
|  |  | D33 : Commercial facilities | D33 : Commercial facilities | 3 : FINISHES | L4335 : Escape chairs
|  |  | D334 : High street banks building societies | D334 : High street banks building societies | 3A : Wall Finishes | L44 : Barriers
|  |  | D3341 : With offices and accommodation | D3341 : With offices and accommodation | 3A1 : Wall Finishes | L441 : Enclosures
|  |  | D3342 : Without offices and accommodation | D3342 : Without offices and accommodation | 3B : Floor Finishes | L4411 : Fences
|  |  | D335 : Insurance facilities | D335 : Insurance facilities | 3B1 : Finishes to Floors | L4412 : Gates
|  |  | D3351 : Underwriting facilities | D3351 : Underwriting facilities | 3B2 : Raised Access Floors | L442 : Circulation guiding and safety
|  |  | D337 : Investment facilities | D337 : Investment facilities | 3C : Ceiling Finishes | L4421 : Railings
|  |  | D3371 : Stock exchanges | D3371 : Stock exchanges | 3C1 : Finishes to Ceilings | L4422 : Hand rails grab rails
|  |  | D3372 : Stockbroking facilities | D3372 : Stockbroking facilities | 3C2 : Suspended Ceilings | L4423 : Impact protection
|  |  | D33721 : Dealers desks | D33721 : Dealers desks | 4 : FITTINGS AND FURNISHINGS | L443 : Anti-intruder barriers
|  |  | D339 : Other commercial facilities | D339 : Other commercial facilities | 4A : Fittings and Furnishings | L4431 : Barbed wire
|  |  | D3391 : Banking halls | D3391 : Banking halls | 4A1 : Fittings and Fixtures and Furniture | L4432 : Razor tape
|  |  | D3392 : Safe deposits | D3392 : Safe deposits | 4A2 : Soft Furnishing | L4433 : Spikes
|  |  | D3393 : Tellers boxes | D3393 : Tellers boxes | 4A3 : Works of Art | L444 : Vehicle barriers
|  |  | D34 : Trading facilities shops | D34 : Trading facilities shops | 4A4 : Equipment | L45 : Ancillary access barrier and circulation products
|  |  | D341 : Wholesaling auction and market facilities etc. | D341 : Wholesaling auction and market facilities etc. | 5 : SERVICES | L451 : Turnstiles
|  |  | D3411 : Wholesaling and factory retail facilities | D3411 : Wholesaling and factory retail facilities | 5A : Sanitary Appliances | L452 : Door entry token systems
|  |  | D3412 : Mail order and catalogue sales facilities | D3412 : Mail order and catalogue sales facilities | 5A1 : Sanitaryware | L453 : Programmable ticketing entry systems
|  |  | D3413 : Auction facilities | D3413 : Auction facilities | 5A2 : Pods | L454 : Door remote control units
|  |  | D3414 : Livestock markets | D3414 : Livestock markets | 5B : Services Equipment | L455 : Waiting area seating
|  |  | D3415 : Markets (other than livestock) | D3415 : Markets (other than livestock) | 5B1 : Services Equipment | L5 : Coverings claddings linings
|  |  | D34151 : Open air markets | D34151 : Open air markets | 5C : Disposal Installations | L51 : Wall coverings claddings linings
|  |  | D34152 : Indoor markets | D34152 : Indoor markets | 5C1 : Internal Drainage | L511 : Wall cladding sections (external)
|  |  | D3416 : Multiple trading markets | D3416 : Multiple trading markets | 5C2 : Refuse Disposal | L5111 : Weatherboarding
|  |  | D3417 : Utilities service centres | D3417 : Utilities service centres | 5C3 : Chemical and Industrial Waste Disposal | L512 : Wall tiles
|  |  | D342 : Shopping centres malls and arcades | D342 : Shopping centres malls and arcades | 5D : Water Installations | L5121 : Mosaic
|  |  | D343 : Department stores | D343 : Department stores | 5D1 : Mains Supply | L513 : Wall cladding panels slabs; facing slabs (mainly external but also used internally)
|  |  | D344 : Supermarkets food superstores | D344 : Supermarkets food superstores | 5D2 : Cold Water Services | L5131 : Stone sheets
|  |  | D3441 : Food superstores | D3441 : Food superstores | 5D3 : Hot Water Services | L514 : Wall cladding lining sheet materials (mainly external but also used internally)
|  |  | D3442 : Supermarkets | D3442 : Supermarkets | 5D4 : Steam and Condensate | L5141 : Wall cladding sheets
|  |  | D345 : High street shops | D345 : High street shops | 5E : Heat Source | L515 : Wall coverings (internal)
|  |  | D346 : Corner shops kiosks | D346 : Corner shops kiosks | 5E1 : Heat Source | L5151 : Paper and vinyl
|  |  | D347 : Retail facilities by type of goods sold | D347 : Retail facilities by type of goods sold | 5F : Space Heating and Air Conditioning | L5152 : Textile
|  |  | D3471 : Food shops | D3471 : Food shops | 5F1 : Central Heating | L516 : Wall linings (internal)
|  |  | D3472 : Durable goods shops | D3472 : Durable goods shops | 5F2 : Local Heating | L5161 : Wall panelling
|  |  | D3473 : Pharmacies | D3473 : Pharmacies | 5F3 : Central Cooling | L5162 : Veneered wall linings
|  |  | D3474 : Florists | D3474 : Florists | 5F4 : Local Cooling | L517 : Wall finishing coatings (external)
|  |  | D3475 : Service shops | D3475 : Service shops | 5F5 : Central Heating and Cooling | L5171 : Renders
|  |  | D3476 : Craft workshops and shops | D3476 : Craft workshops and shops | 5F6 : Local Heating and Cooling | L51711 : Pebbledash
|  |  | D3477 : DIY hardware shops | D3477 : DIY hardware shops | 5F7 : Central Air Conditioning | L51712 : Rough cast
|  |  | D3479 : Other shops | D3479 : Other shops | 5F8 : Local Air Conditioning | L5172 : External thermal insulation systems
|  |  | D348 : Dealers merchants | D348 : Dealers merchants | 5F9 : Instrumentation and Controls for More than One System | L519 : Ancillary products for wall coverings claddings linings
|  |  | D3481 : Coal merchants | D3481 : Coal merchants | 5G : Ventilating System | L5191 : Fixings
|  |  | D3482 : Builders merchants | D3482 : Builders merchants | 5G1 : Central Ventilation | L52 : Roof coverings claddings linings
|  |  | D3483 : Plumbers merchants | D3483 : Plumbers merchants | 5G2 : Smoke Ventilation | L521 : Roof tiles and slates
|  |  | D349 : Other trading facilities | D349 : Other trading facilities | 5G3 : Local and Special Ventilation | L5211 : Clay tiles
|  |  | D3491 : Shops with office domestic accommodation | D3491 : Shops with office domestic accommodation | 5H : Electrical Installations | L5212 : Concrete tiles
|  |  | D3492 : Shop showrooms | D3492 : Shop showrooms | 5H1 : Electric Source and Mains | L5213 : Fibre cement tiles
|  |  | D3493 : Booking halls | D3493 : Booking halls | 5H2 : Electric Power Supplies | L5214 : Slates
|  |  | D3494 : Fitting rooms | D3494 : Fitting rooms | 5H3 : Electric Lighting | L5215 : Natural stone roofing
|  |  | D3495 : Stalls at markets | D3495 : Stalls at markets | 5H4 : Electric Light Fittings | L5216 : Shingles
|  |  | D37 : Protective service facilities | D37 : Protective service facilities | 5H5 : Specialist Lighting | L5217 : Reconstituted slate and stone
|  |  | D371 : Rescue and aid facilities | D371 : Rescue and aid facilities | 5H6 : Local Electric Supply | L5218 : Slate and tile vents
|  |  | D3711 : Fire service facilities stations | D3711 : Fire service facilities stations | 5H7 : Earthing Systems | L522 : Roof cladding sheets
|  |  | D37111 : Fire training towers | D37111 : Fire training towers | 5I : Fuel Installations | L5221 : Composite roof and wall cladding sheets
|  |  | D3712 : Ambulance facilities stations | D3712 : Ambulance facilities stations | 5I1 : Fuel Installations | L5222 : Fully supported metal roofing
|  |  | D3713 : Mountain rescue facilities | D3713 : Mountain rescue facilities | 5J : Lift and Conveyor Installations | L52221 : Aluminium
|  |  | D3714 : Air rescue facilities | D3714 : Air rescue facilities | 5J1 : Lifts and Enclosed Hoists | L52222 : Copper
|  |  | D3715 : Air sea rescue facilities | D3715 : Air sea rescue facilities | 5J2 : Escalators | L52223 : Lead
|  |  | D374 : Police stations law enforcement facilities | D374 : Police stations law enforcement facilities | 5J3 : Conveyors | L52224 : Stainless steel
|  |  | D375 : Military facilities | D375 : Military facilities | 5J4 : Dock Levellers and Scissor Lifts | L52225 : Zinc
|  |  | D3751 : Air force facilities | D3751 : Air force facilities | 5J5 : Cranes and Unenclosed Hoists | L5223 : Profiled metal sheeting
|  |  | D3752 : Navy facilities | D3752 : Navy facilities | 5J6 : Car Lifts, Turntables and the Like | L5224 : Profiled fibre cement sheeting
|  |  | D3753 : Army facilities general armed forces facilities | D3753 : Army facilities general armed forces facilities | 5K : Fire and Lightning Protection | L5225 : Profiled plastics sheeting
|  |  | D37531 : Territorial army centres | D37531 : Territorial army centres | 5K1 : Automatic Fire Suppression Systems | L523 : Thatch
|  |  | D3754 : Civil defence facilities | D3754 : Civil defence facilities | 5K2 : Fire-fighting Installations | L524 : Roof membranes
|  |  | D3755 : Camps depots bases ranges missile sites early warning stations | D3755 : Camps depots bases ranges missile sites early warning stations | 5K3 : Lightning Protection | L5241 : Built-up felt roofing
|  |  | D3756 : Blockhouses city walls | D3756 : Blockhouses city walls | 5L : Communications and Security Installations | L5242 : Built-up roofing membranes other than felt
|  |  | D3757 : Air raid shelters fall out shelters | D3757 : Air raid shelters fall out shelters | 5L1 : Warning Installations | L5243 : Single layer roof membranes
|  |  | D3759 : Other military facilities | D3759 : Other military facilities | 5L2 : Visual and Audio and Data Installations | L5244 : Green roof systems
|  |  | D376 : Detention secure facilities prisons | D376 : Detention secure facilities prisons | 5L3 : Security Installations | L525 : Liquid applied roofing products
|  |  | D3761 : Open prisons | D3761 : Open prisons | 5M : Special Installations | L5251 : Asphalt
|  |  | D3762 : Closed prisons | D3762 : Closed prisons | 5M1 : Mechanical and Electrical Systems | L5252 : Polymer based products
|  |  | D37621 : Semi-secure prisons | D37621 : Semi-secure prisons | 5M2 : Building Management Control Installations | L5253 : Bitumen
|  |  | D37622 : Secure prisons | D37622 : Secure prisons | 5N : Builder’s Work in Connection (BWIC) | L526 : Roof screeds
|  |  | D3763 : Maximum security prisons | D3763 : Maximum security prisons | 5N1 : Builder’s Work in Connection | L527 : Roof finishing coatings
|  |  | D3764 : Remand centres bail hostels | D3764 : Remand centres bail hostels | 5O : Management of the Commissioning of Services | L5271 : Solar reflective roof coatings
|  |  | D3765 : Young offenders institutions borstals | D3765 : Young offenders institutions borstals | 5O1 : Management of the Commissioning of Services | L529 : Ancillary products for roof coverings claddings linings
|  |  | D3766 : Assessment centres | D3766 : Assessment centres | 6 : EXTERNAL WORKS | L5291 : Fixings
|  |  | D3767 : Cells | D3767 : Cells | 6A : Site Works | L5292 : Slate and tile vents
|  |  | D3769 : Other detention facilities | D3769 : Other detention facilities | 6A1 : Site Preparation | L5293 : Roof space vents
|  |  | D379 : Other protective service facilities | D379 : Other protective service facilities | 6A2 : Site Remediation and Decontamination | L5294 : Edgings and trims
|  |  | D4 : Medical health welfare facilities | D4 : Medical health welfare facilities | 6A3 : Surface Treatments | L52941 : Barge boards
|  |  | D41 : Medical facilities (hospitals) | D41 : Medical facilities (hospitals) | 6A4 : Site Enclosure and Division | L52942 : Soffit boards
|  |  | D411 : Tertiary teaching hospitals | D411 : Tertiary teaching hospitals | 6A5 : Fittings and Furniture | L52943 : Eaves trims
|  |  | D412 : District general hospitals | D412 : District general hospitals | 6B : Drainage | L52944 : Flashings
|  |  | D413 : Other types of hospitals units connected with hospitals | D413 : Other types of hospitals units connected with hospitals | 6B1 : Drainage Under the Building | L52945 : Verges
|  |  | D4131 : Small local hospitals cottage hospitals | D4131 : Small local hospitals cottage hospitals | 6B2 : Drainage Outside the Building | L5295 : Sarking and underlay and lining
|  |  | D4132 : Private hospital facilities hospitals | D4132 : Private hospital facilities hospitals | 6B3 : Ancillary Works to Drainage | L5296 : Roof penetration fittings
|  |  | D4133 : Day hospital facilities hospitals | D4133 : Day hospital facilities hospitals | 6C : External Services | L53 : Floor coverings claddings linings
|  |  | D4134 : Field hospitals | D4134 : Field hospitals | 6C1 : Service Mains | L531 : Preformed flooring systems
|  |  | D4135 : Psychiatric hospitals psychiatric units | D4135 : Psychiatric hospitals psychiatric units | 6C2 : Site Lighting | L532 : Strip flooring
|  |  | D4136 : Long stay hospitals long stay units | D4136 : Long stay hospitals long stay units | 6C3 : Other Site Services | L533 : Tiles and blocks (rigid)
|  |  | D4137 : Maternity gynaecological units | D4137 : Maternity gynaecological units | 6C4 : Ancillary Works to Services | L5331 : Floor tiles
|  |  | D4138 : Childrens hospitals paediatric care facilities | D4138 : Childrens hospitals paediatric care facilities | 6C5 : BWIC with External Services | L53311 : Promenade tiles
|  |  | D4139 : Other | D4139 : Other | 6D : Minor Building Works | L5332 : Floor blocks
|  |  | D414 : Core hospital facilities | D414 : Core hospital facilities | 6D1 : Ancillary Buildings and Structures | L534 : Pavings
|  |  | D4141 : Wards and inpatients facilities | D4141 : Wards and inpatients facilities | 6D2 : Alterations to Existing Buildings | L5341 : Slabs flags
|  |  | D4142 : Outpatients facilities | D4142 : Outpatients facilities | 6D3 : Other Buildings and Works Included in the Contract | L5342 : Bricks blocks
|  |  | D4143 : Accident and emergency casualty | D4143 : Accident and emergency casualty | 6E : Demolition and Work Outside the Site | L5343 : Setts cobbles
|  |  | D4144 : Intensive care | D4144 : Intensive care | 6E1 : Demolition | L5344 : Resin bound surfacing
|  |  | D4145 : Operating theatres surgery facilities | D4145 : Operating theatres surgery facilities | 6E2 : Work Outside the Site | L535 : Metal industrial flooring
|  |  | D4146 : Diagnosis facilities and radiology (X-ray diagnosis radiotherapy) | D4146 : Diagnosis facilities and radiology (X-ray diagnosis radiotherapy) | 7 : PRELIMINARIES | L536 : Flexible floor covering sheets and tiles
|  |  | D4147 : Rehabilitation and physical medicine (physiotherapy occupational therapy speech therapy etc.) | D4147 : Rehabilitation and physical medicine (physiotherapy occupational therapy speech therapy etc.) | 7A : PRELIMINARIES | L5361 : Carpet
|  |  | D4148 : Central supply facilities | D4148 : Central supply facilities | 7A1 : Contractor’s Direct Costs | L53611 : Underlay
|  |  | D415 : Specialised hospital facilities by part of body | D415 : Specialised hospital facilities by part of body | 7A2 : Fees Paid by the Contractor | L5362 : Carpet tiles
|  |  | D4151 : Ear nose and throat | D4151 : Ear nose and throat | 7A3 : Clients Specific Requirements | L5363 : Natural linoleum
|  |  | D4152 : Dental | D4152 : Dental | 8 : CONTINGENCIES | L5364 : Vinyl sheets synthetic linoleum
|  |  | D4153 : Heart | D4153 : Heart | 8A : Contingencies | L5365 : Rubber sheets
|  |  | D4154 : Eye | D4154 : Eye | 8A1 : Employers Contingencies | L5366 : Cork
|  |  | D4155 : Feet and chiropody | D4155 : Feet and chiropody | 8A2 : Dayworks | L5367 : Entrance matting
|  |  | D4156 : Spinal Injuries neurological | D4156 : Spinal Injuries neurological | 9 : DESIGN FEES | L537 : Jointless flooring and floor screeds
|  |  | D4157 : Orthopaedics | D4157 : Orthopaedics | 9A : Design Fees | L5371 : Cement based screeds
|  |  | D41591 : Genito-urinary | D41591 : Genito-urinary | 9A1 : Design Fees | L5372 : Non cement based screeds
|  |  | D41592 : Dermatology | D41592 : Dermatology |  | L538 : Floor finishing coatings
|  |  | D41593 : Renal | D41593 : Renal |  | L5381 : Floor seals
|  |  | D416 : Other specialised hospital facilities | D416 : Other specialised hospital facilities |  | L5382 : Anti-slip
|  |  | D4161 : Geriatric care facilities | D4161 : Geriatric care facilities |  | L539 : Ancillary products for floor coverings claddings linings
|  |  | D4162 : Burns units | D4162 : Burns units |  | L5391 : Fixings
|  |  | D4163 : Limb fitting centres | D4163 : Limb fitting centres |  | L53911 : Acoustic floor mountings
|  |  | D4164 : Cancer care facilities cancer hospitals | D4164 : Cancer care facilities cancer hospitals |  | L53912 : Anti-vibration floor mountings
|  |  | D4165 : Care for AIDS patients | D4165 : Care for AIDS patients |  | L53913 : Carpet grippers
|  |  | D4166 : Isolation units | D4166 : Isolation units |  | L53914 : Stair rods
|  |  | D417 : Auxiliary and service hospital facilities | D417 : Auxiliary and service hospital facilities |  | L53915 : Floor clips
|  |  | D4171 : Pathology forensic facilities | D4171 : Pathology forensic facilities |  | L5392 : Concrete floor treatments
|  |  | D4172 : Pharmaceutical manufacture pharmacy | D4172 : Pharmaceutical manufacture pharmacy |  | L53921 : Curers
|  |  | D419 : Other hospital facilities hospitals | D419 : Other hospital facilities hospitals |  | L53922 : Hardeners
|  |  | D4191 : Consulting rooms for hospitals | D4191 : Consulting rooms for hospitals |  | L53923 : Seals
|  |  | D42 : Primary health care facilities | D42 : Primary health care facilities |  | L5393 : Anti-static carpet treatment
|  |  | D421 : Health centres | D421 : Health centres |  | L5394 : Reinforcement
|  |  | D4211 : Health centres with minor surgery and accident and emergency facilities day surgery health centres | D4211 : Health centres with minor surgery and accident and emergency facilities day surgery health centres |  | L5395 : Floor insulation
|  |  | D4212 : Health centres without minor surgery and accident and emergency facilities | D4212 : Health centres without minor surgery and accident and emergency facilities |  | L5396 : Waterproofing membrane
|  |  | D422 : Specialised clinics | D422 : Specialised clinics |  | L54 : Ceiling coverings claddings
|  |  | D4221 : Maternity ante natal and child clinics | D4221 : Maternity ante natal and child clinics |  | L541 : Ceiling tiles
|  |  | D4222 : Geriatric clinics | D4222 : Geriatric clinics |  | L542 : Ceiling panels boards
|  |  | D4223 : Screening clinics | D4223 : Screening clinics |  | L543 : Ceiling finishing coatings
|  |  | D4224 : Addiction treatment clinics | D4224 : Addiction treatment clinics |  | L549 : Ancillary products for ceiling coverings claddings linings
|  |  | D4225 : Artificial limb centres | D4225 : Artificial limb centres |  | L5491 : Fixings
|  |  | D423 : Premises for GP practices | D423 : Premises for GP practices |  | L55 : General products for coverings and claddings
|  |  | D424 : Dental surgeries | D424 : Dental surgeries |  | L551 : Plasters
|  |  | D425 : Sick bays | D425 : Sick bays |  | L5511 : Gypsum plasters
|  |  | D426 : First aid posts | D426 : First aid posts |  | L5512 : Lime plasters
|  |  | D427 : Special centres | D427 : Special centres |  | L552 : Levellings linings
|  |  | D4271 : Blood donation and transfusion centres | D4271 : Blood donation and transfusion centres |  | L5521 : Vapour and airtight membranes
|  |  | D4272 : Health education centres | D4272 : Health education centres |  | L553 : Beddings adhesives grouts
|  |  | D428 : Parts of primary health care facilities | D428 : Parts of primary health care facilities |  | L554 : Movement and dividing joints spacings
|  |  | D4281 : Consulting rooms (non-hospital) | D4281 : Consulting rooms (non-hospital) |  | L555 : Joint coverings including expansion joints
|  |  | D429 : Other primary health care facilities | D429 : Other primary health care facilities |  | L556 : Mouldings edgings trims
|  |  | D44 : Welfare facilities homes | D44 : Welfare facilities homes |  | L5561 : Skirting boards
|  |  | D441 : Day centres welfare consultation centres | D441 : Day centres welfare consultation centres |  | L5562 : Dado rails and mouldings
|  |  | D4411 : CrŠches nurseries | D4411 : CrŠches nurseries |  | L5563 : Picture rails and mouldings
|  |  | D4412 : Counselling centres | D4412 : Counselling centres |  | L5564 : Decorative mouldings
|  |  | D4413 : Citizens advice bureaux | D4413 : Citizens advice bureaux |  | L55641 : Arrises
|  |  | D4414 : Housing advice centres | D4414 : Housing advice centres |  | L55642 : Cornices friezes
|  |  | D4419 : Other | D4419 : Other |  | L55643 : Coves
|  |  | D442 : Residential institutions and homes | D442 : Residential institutions and homes |  | L55644 : Ceiling roses
|  |  | D4421 : Nursing homes | D4421 : Nursing homes |  | L55645 : Pilasters
|  |  | D4422 : Hospices | D4422 : Hospices |  | L55646 : Scagliola
|  |  | D4423 : Convalescent homes | D4423 : Convalescent homes |  | L5565 : Sealing strips
|  |  | D4424 : Sanatoria | D4424 : Sanatoria |  | L557 : Supports
|  |  | D4429 : Other | D4429 : Other |  | L558 : Reinforcements
|  |  | D446 : By age of user | D446 : By age of user |  | L6 : General purpose civil engineering and construction fabric products
|  |  | D4461 : Children | D4461 : Children |  | L61 : Loose granular fills aggregates chips
|  |  | D4462 : Elderly people | D4462 : Elderly people |  | L611 : Dense fills and aggregates
|  |  | D447 : By other characteristics of user | D447 : By other characteristics of user |  | L6111 : Blast furnace slag
|  |  | D4471 : Chronic invalids terminally ill people | D4471 : Chronic invalids terminally ill people |  | L6112 : Gravel
|  |  | D4472 : Mentally ill | D4472 : Mentally ill |  | L6113 : Sand
|  |  | D4473 : Mentally handicapped | D4473 : Mentally handicapped |  | L6114 : Crushed stone
|  |  | D4474 : Physically handicapped | D4474 : Physically handicapped |  | L6115 : Recycled brick and concrete
|  |  | D4475 : Addicts | D4475 : Addicts |  | L6116 : Iron ore
|  |  | D4476 : Homeless people | D4476 : Homeless people |  | L6117 : Barytes
|  |  | D4477 : Victims of abuse | D4477 : Victims of abuse |  | L6118 : Scrap iron
|  |  | D4478 : People with marriage problems | D4478 : People with marriage problems |  | L612 : Lightweight fills and aggregates
|  |  | D4479 : People on probation | D4479 : People on probation |  | L6121 : Clay slate aggregates expanded
|  |  | D448 : Parts of welfare facilities | D448 : Parts of welfare facilities |  | L6122 : Glass aggregate expanded
|  |  | D4481 : Overnight accommodation | D4481 : Overnight accommodation |  | L6123 : Vermiculite
|  |  | D4482 : Short stay accommodation | D4482 : Short stay accommodation |  | L6124 : Perlite
|  |  | D4483 : Long stay accommodation | D4483 : Long stay accommodation |  | L6125 : Diatomaceous earth
|  |  | D46 : Animal welfare facilities | D46 : Animal welfare facilities |  | L6126 : Synthetic foam granules
|  |  | D461 : Veterinary hospitals | D461 : Veterinary hospitals |  | L6127 : Cork granules
|  |  | D462 : Animal clinics dispensaries | D462 : Animal clinics dispensaries |  | L6128 : Foamed and expanded slag
|  |  | D463 : Animal clipping and pedicuring facilities | D463 : Animal clipping and pedicuring facilities |  | L6129 : Sintered pulverised fuel ash
|  |  | D464 : Animal rearing and living facilities | D464 : Animal rearing and living facilities |  | L613 : Wood particles
|  |  | D4641 : Fish | D4641 : Fish |  | L6131 : Sawdust
|  |  | D4642 : Cats dogs (kennels) | D4642 : Cats dogs (kennels) |  | L62 : Binding agents
|  |  | D4643 : Horses (stables) | D4643 : Horses (stables) |  | L621 : Cement
|  |  | D4644 : Cattle | D4644 : Cattle |  | L6211 : Acid resistant cement
|  |  | D4645 : Sheep goats | D4645 : Sheep goats |  | L6212 : Rapid hardening cement
|  |  | D4646 : Pigs | D4646 : Pigs |  | L622 : Cement replacements
|  |  | D4647 : Birds poultry | D4647 : Birds poultry |  | L6221 : Natural pozzolan
|  |  | D4649 : Other animal living and rearing facilities | D4649 : Other animal living and rearing facilities |  | L6222 : Pulverised fuel ash
|  |  | D465 : Quarantine facilities | D465 : Quarantine facilities |  | L6223 : Microsilica
|  |  | D469 : Other animal welfare facilities | D469 : Other animal welfare facilities |  | L6224 : Ground granulated blast furnace slag
|  |  | D5 : Recreational facilities | D5 : Recreational facilities |  | L623 : Lime hydraulic
|  |  | D51 : Refreshment and culinary facilities | D51 : Refreshment and culinary facilities |  | L624 : Lime air hardening
|  |  | D511 : Canteens refectories | D511 : Canteens refectories |  | L625 : Bitumen asphalt
|  |  | D512 : Restaurants caf‚s snack bars coffee bars tea shops | D512 : Restaurants caf‚s snack bars coffee bars tea shops |  | L626 : Resinous binders
|  |  | D513 : Fast food restaurants take-aways | D513 : Fast food restaurants take-aways |  | L627 : Gypsum
|  |  | D515 : Public houses etc. | D515 : Public houses etc. |  | L63 : Admixtures additives
|  |  | D5151 : Public houses | D5151 : Public houses |  | L631 : Admixtures by type
|  |  | D5152 : Bars | D5152 : Bars |  | L6311 : Plasticizing agents
|  |  | D5153 : Taverns | D5153 : Taverns |  | L63111 : Detergents
|  |  | D5154 : Cocktail lounges | D5154 : Cocktail lounges |  | L6312 : Water agents
|  |  | D5155 : Tap rooms | D5155 : Tap rooms |  | L63121 : Retaining
|  |  | D5156 : Beer gardens | D5156 : Beer gardens |  | L63122 : Reducing
|  |  | D5157 : Function rooms | D5157 : Function rooms |  | L6313 : Gas generating agents
|  |  | D5159 : Other licensed premises | D5159 : Other licensed premises |  | L63131 : Air-entraining agents
|  |  | D517 : Dining rooms | D517 : Dining rooms |  | L63132 : Expanding agents
|  |  | D518 : Food preparation storage facilities kitchens | D518 : Food preparation storage facilities kitchens |  | L63133 : Foaming agents
|  |  | D5181 : Larders | D5181 : Larders |  | L6314 : Setting agents
|  |  | D5182 : Cook and chill facilities | D5182 : Cook and chill facilities |  | L63141 : Retarders
|  |  | D5183 : Waste food handling facilities | D5183 : Waste food handling facilities |  | L63142 : Accelerators
|  |  | D519 : Other refreshment facilities | D519 : Other refreshment facilities |  | L6315 : Proofing agents
|  |  | D5191 : Banqueting rooms | D5191 : Banqueting rooms |  | L63151 : Frostproofing
|  |  | D5192 : Food courts | D5192 : Food courts |  | L63152 : Waterproofing
|  |  | D52 : Entertainment facilities | D52 : Entertainment facilities |  | L63153 : Oil proofing
|  |  | D521 : Entertainment arenas | D521 : Entertainment arenas |  | L63154 : Adherence proofing
|  |  | D522 : Dancing musical facilities | D522 : Dancing musical facilities |  | L6316 : Colouring agents
|  |  | D5221 : Bandstands | D5221 : Bandstands |  | L6317 : Admixtures for injections
|  |  | D5222 : Dance halls | D5222 : Dance halls |  | L6318 : Admixtures for projections
|  |  | D5223 : Ballrooms | D5223 : Ballrooms |  | L6319 : Pumping aids
|  |  | D5224 : Discotheques and night clubs specialising in popular dance music | D5224 : Discotheques and night clubs specialising in popular dance music |  | L632 : Admixtures by use
|  |  | D5225 : Rock music venues | D5225 : Rock music venues |  | L6321 : Cement admixtures (general purpose)
|  |  | D5228 : Dance floors | D5228 : Dance floors |  | L6322 : Mortar admixtures
|  |  | D5229 : Other musical dancing facilities | D5229 : Other musical dancing facilities |  | L6323 : For underwater use
|  |  | D524 : Drama operatic concert facilities | D524 : Drama operatic concert facilities |  | L633 : Fibre reinforcement
|  |  | D5241 : Theatres | D5241 : Theatres |  | L6331 : Polymer
|  |  | D5242 : Opera houses | D5242 : Opera houses |  | L6332 : Glass
|  |  | D5243 : Concert halls | D5243 : Concert halls |  | L6333 : Steel
|  |  | D525 : Leisure boxes family entertainment venues cinemas | D525 : Leisure boxes family entertainment venues cinemas |  | L64 : Mortars and grouting and chocking compounds
|  |  | D5251 : Leisure boxes family entertainment venues | D5251 : Leisure boxes family entertainment venues |  | L641 : General purpose cement-sand mortar
|  |  | D5252 : Multiplex cinemas | D5252 : Multiplex cinemas |  | L6411 : Wet (ready to use)
|  |  | D5253 : Other cinemas | D5253 : Other cinemas |  | L6412 : Dry
|  |  | D526 : Circuses | D526 : Circuses |  | L6413 : Partial mix
|  |  | D5261 : Circus rings | D5261 : Circus rings |  | L642 : Special mortars and grouting and chocking compounds
|  |  | D527 : Entertainment production facilities | D527 : Entertainment production facilities |  | L6421 : Epoxy and other hydrocarbon mortars and grouting and chocking compounds
|  |  | D5271 : Film studios | D5271 : Film studios |  | L6422 : Intumescent mortars
|  |  | D5272 : Music recording studios | D5272 : Music recording studios |  | L6423 : Repair mortars
|  |  | D5273 : Television studios | D5273 : Television studios |  | L65 : General purpose sections
|  |  | D5279 : Other entertainment production facilities | D5279 : Other entertainment production facilities |  | L651 : Rigid sections
|  |  | D529 : Other entertainment facilities | D529 : Other entertainment facilities |  | L6511 : Timber sections
|  |  | D5291 : Rehearsal practice facilities | D5291 : Rehearsal practice facilities |  | L6512 : Steel sections
|  |  | D5292 : Stages performance facilities | D5292 : Stages performance facilities |  | L65121 : Open flanged sections
|  |  | D5293 : Auditoria (audience facilities) | D5293 : Auditoria (audience facilities) |  | L65122 : Circular hollow sections
|  |  | D5294 : Orchestra facilities pits | D5294 : Orchestra facilities pits |  | L65123 : Rectangular hollow sections
|  |  | D53 : Social recreation facilities | D53 : Social recreation facilities |  | L65124 : Cold-formed steel sections
|  |  | D532 : Community centres | D532 : Community centres |  | L6513 : Light-alloy sections
|  |  | D5321 : Cultural centres | D5321 : Cultural centres |  | L6514 : Plastic sections
|  |  | D5322 : Arts centres | D5322 : Arts centres |  | L652 : Flexible sections
|  |  | D5323 : Village halls general purpose community halls | D5323 : Village halls general purpose community halls |  | L6521 : Plastic sections
|  |  | D534 : Clubs (non residential non-commercial) | D534 : Clubs (non residential non-commercial) |  | L6522 : Rubber sections
|  |  | D5341 : Youth centres | D5341 : Youth centres |  | L66 : General purpose sheets
|  |  | D5342 : Students unions | D5342 : Students unions |  | L661 : Solid sheets
|  |  | D536 : Residential clubs | D536 : Residential clubs |  | L6611 : Fibre-silicate sheets
|  |  | D537 : Commercial clubs night clubs | D537 : Commercial clubs night clubs |  | L6612 : Plasterboard
|  |  | D539 : Other social recreation facilities | D539 : Other social recreation facilities |  | L6613 : Glass sheets
|  |  | D54 : Swimming facilities | D54 : Swimming facilities |  | L66131 : Clear glass
|  |  | D541 : Swimming facilities | D541 : Swimming facilities |  | L661311 : Flat glass
|  |  | D542 : Leisure pool facilities | D542 : Leisure pool facilities |  | L661312 : Double and multiple glazing
|  |  | D543 : Diving facilities | D543 : Diving facilities |  | L661313 : Toughened glass
|  |  | D544 : Hydrotherapy facilities | D544 : Hydrotherapy facilities |  | L661314 : Laminated glass
|  |  | D545 : Lido facilities | D545 : Lido facilities |  | L66132 : Wired
|  |  | D546 : Pool itself | D546 : Pool itself |  | L661321 : Corrugated wired
|  |  | D5461 : 50 m competition swimming pools | D5461 : 50 m competition swimming pools |  | L66133 : Obscured glass
|  |  | D5462 : Other competition and training swimming pools | D5462 : Other competition and training swimming pools |  | L661331 : Translucent
|  |  | D5463 : Diving pools | D5463 : Diving pools |  | L661332 : Opaque
|  |  | D5464 : Flexible pools | D5464 : Flexible pools |  | L661333 : Coloured glass
|  |  | D5465 : Leisure pools | D5465 : Leisure pools |  | L661334 : Tinted glass
|  |  | D5466 : Wave pools | D5466 : Wave pools |  | L66134 : Treated glass
|  |  | D5467 : Whirlpools and spa pools | D5467 : Whirlpools and spa pools |  | L661341 : Mirror glass
|  |  | D5469 : Other types of pool | D5469 : Other types of pool |  | L661342 : Reflective glass
|  |  | D54691 : Water polo pools | D54691 : Water polo pools |  | L661343 : Diffuse reflection glass
|  |  | D54692 : Hydrotherapy pools | D54692 : Hydrotherapy pools |  | L66135 : Architectural glass
|  |  | D54693 : Splash pools | D54693 : Splash pools |  | L661351 : Stained glass
|  |  | D547 : Slides flumes diving boards wave generation etc. | D547 : Slides flumes diving boards wave generation etc. |  | L661352 : Engraved glass
|  |  | D5471 : Slides | D5471 : Slides |  | L661353 : Other decorative finishes for glass
|  |  | D5472 : Flumes and tubes | D5472 : Flumes and tubes |  | L661354 : Window leading materials
|  |  | D5473 : Run outs | D5473 : Run outs |  | L66136 : Vacuum glass
|  |  | D5474 : River rides and tyre rides and tub rides | D5474 : River rides and tyre rides and tub rides |  | L66137 : Glass by function
|  |  | D5475 : Diving boards | D5475 : Diving boards |  | L661371 : Decorative glass
|  |  | D5476 : Wave generation plant | D5476 : Wave generation plant |  | L661372 : Solar control glass
|  |  | D549 : Other swimming pool and related facilities | D549 : Other swimming pool and related facilities |  | L661373 : Safety glass
|  |  | D56 : Sports facilities | D56 : Sports facilities |  | L661374 : Security glass
|  |  | D561 : Stadia arenas complexes | D561 : Stadia arenas complexes |  | L661315 : Self-cleaning glass
|  |  | D5611 : Stadia | D5611 : Stadia |  | L6614 : Steel sheets
|  |  | D5612 : Sports arenas | D5612 : Sports arenas |  | L66141 : Flat
|  |  | D5613 : Sports complexes | D5613 : Sports complexes |  | L661411 : Floor grating and checkerplate
|  |  | D562 : Leisure centres sports hall facilities | D562 : Leisure centres sports hall facilities |  | L661412 : Hot rolled steel plate
|  |  | D5621 : Sports hall facilities | D5621 : Sports hall facilities |  | L66142 : Profiled
|  |  | D5622 : Leisure centres | D5622 : Leisure centres |  | L6615 : Aluminium and light-alloy sheets
|  |  | D56221 : Leisure centres with a sports hall swimming pool and other sports facilities | D56221 : Leisure centres with a sports hall swimming pool and other sports facilities |  | L66151 : Flat
|  |  | D56222 : Leisure centres with a sports hall and other sports facilities | D56222 : Leisure centres with a sports hall and other sports facilities |  | L66152 : Profiled
|  |  | D56223 : Leisure centres without a sports hall | D56223 : Leisure centres without a sports hall |  | L6616 : Other metal sheets
|  |  | D563 : Sports grounds small-scale spectator sport facilities playing fields | D563 : Sports grounds small-scale spectator sport facilities playing fields |  | L6617 : Plywood and blockboard and laminboard
|  |  | D564 : Spectator facilities for sports | D564 : Spectator facilities for sports |  | L66171 : Plain
|  |  | D5641 : Grandstands stands | D5641 : Grandstands stands |  | L66172 : Wood veneered
|  |  | D5642 : Indoor seating | D5642 : Indoor seating |  | L66173 : Polymer coated
|  |  | D5643 : Competitor seating and warm-up areas | D5643 : Competitor seating and warm-up areas |  | L6618 : Particle boards fibreboards
|  |  | D565 : Practice and training facilities | D565 : Practice and training facilities |  | L66181 : Hardboard
|  |  | D567 : Sports facilities by type of sport | D567 : Sports facilities by type of sport |  | L66182 : Medium-density fibreboard (MDF)
|  |  | D5671 : Gymnastics health and fitness combat sports | D5671 : Gymnastics health and fitness combat sports |  | L66183 : Insulating board
|  |  | D56711 : Gymnastics acrobatics | D56711 : Gymnastics acrobatics |  | L66184 : Chipboard
|  |  | D56712 : Health and fitness general | D56712 : Health and fitness general |  | L66185 : Oriented strand board (OSB)
|  |  | D567121 : Body building and weight lifting | D567121 : Body building and weight lifting |  | L66186 : Cement bonded board
|  |  | D567122 : Aerobics | D567122 : Aerobics |  | L66187 : Gypsum fibreboard
|  |  | D567123 : Solaria | D567123 : Solaria |  | L6619 : Plastic sheets
|  |  | D56713 : Combat sports | D56713 : Combat sports |  | L66191 : Solid surface resin based sheets
|  |  | D567131 : Boxing | D567131 : Boxing |  | L662 : Hollow core sheets
|  |  | D567132 : Fencing | D567132 : Fencing |  | L6621 : Particle board hollow core
|  |  | D567133 : Wrestling | D567133 : Wrestling |  | L6622 : Honeycomb sheets
|  |  | D567134 : Martial arts | D567134 : Martial arts |  | L6623 : Metal
|  |  | D567139 : Other combat sports | D567139 : Other combat sports |  | L6624 : Plastics
|  |  | D56714 : Climbing | D56714 : Climbing |  | L663 : Thin flexible sheets including textiles
|  |  | D5672 : Racket sports | D5672 : Racket sports |  | L6631 : Thin sheets plastics
|  |  | D56721 : Tennis | D56721 : Tennis |  | L6632 : Thin sheets metal
|  |  | D56722 : Badminton | D56722 : Badminton |  | L66321 : Foils
|  |  | D56723 : Squash | D56723 : Squash |  | L6633 : Thin sheets timber
|  |  | D56724 : Fives | D56724 : Fives |  | L6634 : Textiles
|  |  | D56725 : Table tennis | D56725 : Table tennis |  | L6635 : Building papers
|  |  | D56729 : Other racket sports | D56729 : Other racket sports |  | L6636 : Rubber sheets
|  |  | D5673 : Team ball games | D5673 : Team ball games |  | L6637 : Mesh for general use
|  |  | D56731 : Cricket | D56731 : Cricket |  | L6638 : Lathing
|  |  | D56732 : Soccer | D56732 : Soccer |  | L66381 : Angle beads
|  |  | D567321 : Five-a-side soccer | D567321 : Five-a-side soccer |  | L66382 : Edging beads
|  |  | D567322 : Eleven-a-side soccer | D567322 : Eleven-a-side soccer |  | L66383 : Arris protectors
|  |  | D56733 : Rugby | D56733 : Rugby |  | L664 : Decorative laminate board
|  |  | D56734 : Hockey | D56734 : Hockey |  | L6641 : Veneered
|  |  | D56735 : Basketball | D56735 : Basketball |  | L6642 : Paper based
|  |  | D56736 : Netball | D56736 : Netball |  | L665 : Perforated sheets
|  |  | D56737 : Volleyball | D56737 : Volleyball |  | L6651 : Gratings
|  |  | D56739 : Other team ball games | D56739 : Other team ball games |  | L66511 : Plastics gratings
|  |  | D5674 : Athletics racing sports | D5674 : Athletics racing sports |  | L67 : General purpose fixing and jointing products
|  |  | D56741 : Athletics | D56741 : Athletics |  | L671 : General purpose fixings
|  |  | D567411 : Track | D567411 : Track |  | L6711 : Products to accept fixings
|  |  | D567412 : Field | D567412 : Field |  | L67111 : Plugs
|  |  | D56742 : Horse racing | D56742 : Horse racing |  | L67112 : Anchor rails
|  |  | D56743 : Dog racing | D56743 : Dog racing |  | L67113 : Anchor blocks
|  |  | D56744 : Cycle racing | D56744 : Cycle racing |  | L67114 : Channels
|  |  | D56745 : Motorcycle racing | D56745 : Motorcycle racing |  | L67115 : Sockets
|  |  | D56746 : Motor car racing | D56746 : Motor car racing |  | L6712 : Fixing products
|  |  | D56749 : Other racing sports | D56749 : Other racing sports |  | L67121 : Threadless fixings
|  |  | D5675 : Winter sports | D5675 : Winter sports |  | L671211 : Nails
|  |  | D56751 : Dry slope skiing | D56751 : Dry slope skiing |  | L671212 : Panel pins
|  |  | D56752 : Machine-made snow skiing | D56752 : Machine-made snow skiing |  | L671213 : Rivets
|  |  | D56753 : Natural snow skiing | D56753 : Natural snow skiing |  | L671214 : Staples
|  |  | D56754 : Toboggan runs | D56754 : Toboggan runs |  | L67122 : Threaded fixings
|  |  | D56755 : Ice rink sports and leisure | D56755 : Ice rink sports and leisure |  | L671221 : Bolts and nuts
|  |  | D56759 : Other winter sports | D56759 : Other winter sports |  | L671222 : Screws
|  |  | D5676 : Equestrian hunting fishing | D5676 : Equestrian hunting fishing |  | L67123 : Chemical fixings
|  |  | D56761 : Riding schools | D56761 : Riding schools |  | L67124 : Locating and locking devices
|  |  | D56762 : Show jumping | D56762 : Show jumping |  | L67125 : Adjusting fixings
|  |  | D56763 : Polo | D56763 : Polo |  | L67126 : Bandings
|  |  | D56764 : Fishing | D56764 : Fishing |  | L67127 : Cramps
|  |  | D56769 : Other | D56769 : Other |  | L67128 : Anchors
|  |  | D5677 : Aiming sports | D5677 : Aiming sports |  | L671281 : Anchor bolts
|  |  | D56771 : Golf | D56771 : Golf |  | L671282 : Expanding bolts
|  |  | D56772 : Bowling (Crown green) | D56772 : Bowling (Crown green) |  | L672 : Welded joint products
|  |  | D56773 : Bowling (Ten pin) | D56773 : Bowling (Ten pin) |  | L6721 : Joint fillers for soldering
|  |  | D56774 : Snooker billiards pool | D56774 : Snooker billiards pool |  | L6722 : Joint fillers for brazing
|  |  | D56775 : Darts | D56775 : Darts |  | L6723 : Joint fillers for welding
|  |  | D56776 : Archery | D56776 : Archery |  | L67231 : Joint fillers for electric welding
|  |  | D56777 : Shooting | D56777 : Shooting |  | L67232 : Joint fillers for gas welding
|  |  | D5678 : Boating water skiing air sports | D5678 : Boating water skiing air sports |  | L673 : Adhesives
|  |  | D56781 : Sailing | D56781 : Sailing |  | L6731 : Natural adhesives and glues
|  |  | D56782 : Motor boating | D56782 : Motor boating |  | L6732 : Rubber-based adhesives
|  |  | D56783 : Water skiing | D56783 : Water skiing |  | L6733 : Two pack polymerising adhesives
|  |  | D56784 : Gliding | D56784 : Gliding |  | L674 : General purpose tape
|  |  | D56785 : Aeronautics | D56785 : Aeronautics |  | L675 : Joint fillers sealants
|  |  | D56786 : Parachuting hang gliding parapenting | D56786 : Parachuting hang gliding parapenting |  | L6751 : Joint fillers
|  |  | D56789 : Other kinds of sports | D56789 : Other kinds of sports |  | L6752 : Putties
|  |  | D568 : Facilities and areas for the playing of the sport itself | D568 : Facilities and areas for the playing of the sport itself |  | L6753 : Glazing sealants
|  |  | D5681 : Courses | D5681 : Courses |  | L6754 : Construction sealants
|  |  | D5682 : Pitches | D5682 : Pitches |  | L6755 : Gaskets
|  |  | D5683 : Courts | D5683 : Courts |  | L676 : Ropes wires cables
|  |  | D5684 : Tracks | D5684 : Tracks |  | L6761 : Ropes
|  |  | D5685 : Pavilions | D5685 : Pavilions |  | L6762 : Wires
|  |  | D5686 : Ranges | D5686 : Ranges |  | L6763 : Cables
|  |  | D5687 : Rings | D5687 : Rings |  | L68 : Proofings insulation paints etc.
|  |  | D5689 : Other | D5689 : Other |  | L681 : Proofings insulation
|  |  | D569 : Other sports facilities | D569 : Other sports facilities |  | L6811 : Fireproofings
|  |  | D58 : Amusement play tourist facilities | D58 : Amusement play tourist facilities |  | L68111 : Boards etc.
|  |  | D581 : Gambling facilities | D581 : Gambling facilities |  | L68112 : Blankets quilts rolls etc.
|  |  | D5811 : Casinos | D5811 : Casinos |  | L68113 : Casings
|  |  | D5812 : Bookmakers | D5812 : Bookmakers |  | L68114 : Fire seals and stops
|  |  | D583 : Amusement facilities | D583 : Amusement facilities |  | L68115 : Flame retardant coatings and paints
|  |  | D5831 : Funfairs | D5831 : Funfairs |  | L68116 : Intumescent coatings and paints and castings
|  |  | D5832 : Theme parks | D5832 : Theme parks |  | L68117 : Sprayed coatings
|  |  | D5833 : Simulation amusement facilities | D5833 : Simulation amusement facilities |  | L6812 : Dampproofings
|  |  | D58331 : Amusement facilities with computer controlled special effects | D58331 : Amusement facilities with computer controlled special effects |  | L68121 : Membranes
|  |  | D58332 : Virtual reality amusement facilities | D58332 : Virtual reality amusement facilities |  | L68122 : Coatings
|  |  | D5834 : Fairgrounds | D5834 : Fairgrounds |  | L68123 : Chemical injection
|  |  | D5835 : Show grounds | D5835 : Show grounds |  | L68124 : Vapour barriers and foils
|  |  | D5836 : Amusement arcades | D5836 : Amusement arcades |  | L68125 : Building papers and breather membranes
|  |  | D584 : Tourist facilities | D584 : Tourist facilities |  | L6813 : Waterproofing
|  |  | D5841 : Visitor centres | D5841 : Visitor centres |  | L68131 : Boards etc.
|  |  | D5842 : Tourist information centres | D5842 : Tourist information centres |  | L68132 : Thin sheet membranes
|  |  | D5843 : Interpretation facilities | D5843 : Interpretation facilities |  | L68133 : Coatings and liquid applied membranes
|  |  | D5844 : Holiday camps | D5844 : Holiday camps |  | L6814 : Tanking
|  |  | D5845 : Caravan and camping sites | D5845 : Caravan and camping sites |  | L68141 : Tiles panels etc.
|  |  | D585 : Play facilities | D585 : Play facilities |  | L68142 : Coatings and liquid applied membranes
|  |  | D5851 : Playgrounds | D5851 : Playgrounds |  | L6815 : Thermal insulation
|  |  | D5852 : Adventure playgrounds | D5852 : Adventure playgrounds |  | L68151 : Panels slabs boards etc.
|  |  | D5853 : Play centres | D5853 : Play centres |  | L68152 : Quilts rolls etc.
|  |  | D5854 : Play areas and rooms | D5854 : Play areas and rooms |  | L68153 : Preformed casings
|  |  | D5855 : Large fixed playground equipment | D5855 : Large fixed playground equipment |  | L68154 : Coatings
|  |  | D5856 : Play accessories | D5856 : Play accessories |  | L68155 : Sprayed coatings
|  |  | D586 : Field study centres outdoor activity centres | D586 : Field study centres outdoor activity centres |  | L68156 : Loose fill
|  |  | D587 : Parks gardens | D587 : Parks gardens |  | L6816 : Acoustic insulation
|  |  | D5871 : Public parks | D5871 : Public parks |  | L68161 : Panels slabs etc.
|  |  | D589 : Other amusement play tourist facilities | D589 : Other amusement play tourist facilities |  | L68162 : Quilts rolls etc.
|  |  | D59 : Other recreational facilities | D59 : Other recreational facilities |  | L68163 : Coatings
|  |  | D6 : Religious facilities | D6 : Religious facilities |  | L6817 : Vibration insulation
|  |  | D61 : Religious centre facilities | D61 : Religious centre facilities |  | L68171 : Pads
|  |  | D611 : Episcopal palaces | D611 : Episcopal palaces |  | L6818 : Prevention of biological and chemical attack and damage
|  |  | D612 : Deaneries | D612 : Deaneries |  | L68181 : Coatings to prevent biological attack
|  |  | D613 : Pastoral centres | D613 : Pastoral centres |  | L68182 : Coatings to prevent chemical damage
|  |  | D614 : Ecumenical centres | D614 : Ecumenical centres |  | L68183 : Membranes to prevent biological attack
|  |  | D62 : Cathedrals | D62 : Cathedrals |  | L68184 : Membranes to prevent chemical damage
|  |  | D621 : Chapter houses | D621 : Chapter houses |  | L6819 : Prevention of abrasive wear
|  |  | D622 : Cathedral treasuries | D622 : Cathedral treasuries |  | L68191 : Coatings
|  |  | D63 : Churches chapels | D63 : Churches chapels |  | L682 : Paints and varnishes
|  |  | D631 : Chancels | D631 : Chancels |  | L6821 : Primers undercoats
|  |  | D6311 : Sanctuaries | D6311 : Sanctuaries |  | L6822 : General purpose finishing coats
|  |  | D6312 : Choirs | D6312 : Choirs |  | L68221 : Solvent based
|  |  | D6313 : Altars | D6313 : Altars |  | L68222 : Water based
|  |  | D632 : Naves transepts | D632 : Naves transepts |  | L6823 : Textured paints
|  |  | D633 : Crypts | D633 : Crypts |  | L6824 : Specialised function paints
|  |  | D634 : Galleries | D634 : Galleries |  | L68241 : Solar reflective paints
|  |  | D635 : Side chapels baptisteries confessing facilities preaching facilities sacramental facilities | D635 : Side chapels baptisteries confessing facilities preaching facilities sacramental facilities |  | L68242 : Fluorescent paints
|  |  | D636 : Ambulatory facilities | D636 : Ambulatory facilities |  | L68243 : Corrosion prevention paints
|  |  | D6361 : Aisles | D6361 : Aisles |  | L68244 : Line paints for sports grounds
|  |  | D6362 : Retrochoirs | D6362 : Retrochoirs |  | L68245 : Floor paints
|  |  | D637 : Spires towers belfries campanili | D637 : Spires towers belfries campanili |  | L68246 : Masonry paints
|  |  | D638 : Vestries | D638 : Vestries |  | L68247 : Road marking paints
|  |  | D639 : Other parts of Christian worship facilities churches | D639 : Other parts of Christian worship facilities churches |  | L6825 : Varnishes
|  |  | D64 : Mission halls meeting houses | D64 : Mission halls meeting houses |  | L683 : Surface impregnation products
|  |  | D65 : Non-Christian places of worship | D65 : Non-Christian places of worship |  | L6831 : Decorative surface impregnations
|  |  | D651 : Temples | D651 : Temples |  | L68311 : Decorative timber conservation products
|  |  | D652 : Mosques | D652 : Mosques |  | L6832 : Protective surface impregnations
|  |  | D653 : Synagogues | D653 : Synagogues |  | L68321 : Surface consolidation and hardening impregnations
|  |  | D654 : Non-Christian religious meeting places | D654 : Non-Christian religious meeting places |  | L68322 : Dirt inhibiting impregnations
|  |  | D659 : Parts of non-Christian worship facilities | D659 : Parts of non-Christian worship facilities |  | L68323 : Impregnations protecting from biological attack timber preservatives
|  |  | D66 : Residential religious facilities | D66 : Residential religious facilities |  | L68324 : Impregnations preventing static electricity
|  |  | D661 : Convents | D661 : Convents |  | L68325 : Water repellent impregnations
|  |  | D662 : Abbeys monasteries nunneries priories friaries | D662 : Abbeys monasteries nunneries priories friaries |  | L68326 : Non-skid proofings
|  |  | D663 : Retreat centres | D663 : Retreat centres |  | L68327 : Anti-graffiti impregnations
|  |  | D67 : Funerary facilities shrines mortuaries | D67 : Funerary facilities shrines mortuaries |  | L684 : Other surface forming products
|  |  | D671 : Mortuaries morgues | D671 : Mortuaries morgues |  | L6841 : Glazes
|  |  | D672 : Crematoria | D672 : Crematoria |  | L6842 : Gilding
|  |  | D673 : Cemeteries (graveyards) | D673 : Cemeteries (graveyards) |  | L6843 : Lacquers
|  |  | D674 : Tombs mausoleums funeral vaults shrines reliquaries | D674 : Tombs mausoleums funeral vaults shrines reliquaries |  | L6844 : Vitreous enamelling
|  |  | D676 : Gardens of remembrance remembrance pavilions | D676 : Gardens of remembrance remembrance pavilions |  | L685 : Corrosion prevention coatings
|  |  | D677 : Funeral parlours chapels of rest | D677 : Funeral parlours chapels of rest |  | L6851 : Galvanised coatings
|  |  | D679 : Other funerary facilities | D679 : Other funerary facilities |  | L6852 : Anodised coatings
|  |  | D69 : Other religious facilities | D69 : Other religious facilities |  | L6853 : Electro-plated coatings
|  |  | D7 : Educational scientific information facilities | D7 : Educational scientific information facilities |  | L6854 : Stoved organic finishes
|  |  | D71 : Education facilities (schools) | D71 : Education facilities (schools) |  | L6855 : Patination
|  |  | D711 : Nursery schools | D711 : Nursery schools |  | L686 : Vermin control
|  |  | D712 : Primary schools | D712 : Primary schools |  | L6861 : Insect control
|  |  | D7121 : Infant schools | D7121 : Infant schools |  | L6862 : Bird control
|  |  | D7122 : First schools | D7122 : First schools |  | L6863 : Rodent control
|  |  | D7123 : Junior schools | D7123 : Junior schools |  | L69 : General cleaning and repair products
|  |  | D7124 : Middle schools | D7124 : Middle schools |  | L691 : Detergents shampoo
|  |  | D7125 : Independent primary schools preparatory schools | D7125 : Independent primary schools preparatory schools |  | L692 : Solvents other general chemicals
|  |  | D713 : Secondary schools | D713 : Secondary schools |  | L693 : Spot removing products
|  |  | D7131 : Comprehensive schools | D7131 : Comprehensive schools |  | L694 : Graffiti removing products
|  |  | D71311 : Grant maintained | D71311 : Grant maintained |  | L695 : Paint strippers
|  |  | D71312 : Local authority controlled | D71312 : Local authority controlled |  | L696 : Polish
|  |  | D7132 : Grammar schools | D7132 : Grammar schools |  | L697 : Repair products
|  |  | D7133 : Independent and private and public schools | D7133 : Independent and private and public schools |  | L6971 : Concrete repair
|  |  | D71331 : Boarding schools | D71331 : Boarding schools |  | L6972 : Masonry repair
|  |  | D71332 : Day schools | D71332 : Day schools |  | L6973 : Timber repair
|  |  | D71333 : Mixed boarding and day schools | D71333 : Mixed boarding and day schools |  | L7 : Services
|  |  | D7135 : Technology schools | D7135 : Technology schools |  | L71 : Supply and storage and distribution of liquids and gases
|  |  | D7139 : Other types of secondary schools | D7139 : Other types of secondary schools |  | L711 : Water and general supply and storage and distribution
|  |  | D714 : Sixth form colleges tertiary colleges | D714 : Sixth form colleges tertiary colleges |  | L7111 : Complete supply and distribution sets for water supply
|  |  | D717 : Schools for special needs groups | D717 : Schools for special needs groups |  | L71111 : Packaged plumbing units
|  |  | D7171 : Schools for children with learning difficulties mental handicaps autism emotional problems | D7171 : Schools for children with learning difficulties mental handicaps autism emotional problems |  | L7112 : Cold water storage
|  |  | D7172 : Schools for children with physical handicaps | D7172 : Schools for children with physical handicaps |  | L71121 : Rainwater tanks
|  |  | D7173 : Approved schools | D7173 : Approved schools |  | L71122 : Supply water tanks
|  |  | D7179 : Other special needs schools | D7179 : Other special needs schools |  | L711221 : Cisterns
|  |  | D718 : Parts of education facilities | D718 : Parts of education facilities |  | L711222 : Cylinders
|  |  | D7181 : General purpose classrooms | D7181 : General purpose classrooms |  | L7113 : Hot water storage
|  |  | D7182 : Classrooms for science technology etc. | D7182 : Classrooms for science technology etc. |  | L71131 : Storage water heaters
|  |  | D71821 : Science laboratories | D71821 : Science laboratories |  | L71132 : Immersion water heaters
|  |  | D71822 : Computer laboratories | D71822 : Computer laboratories |  | L71133 : Calorifiers
|  |  | D71823 : Classrooms for woodwork metalwork etc. | D71823 : Classrooms for woodwork metalwork etc. |  | L71134 : Instantaneous water heaters
|  |  | D7183 : Music rooms | D7183 : Music rooms |  | L71135 : Ancillary products
|  |  | D7184 : Language laboratories | D7184 : Language laboratories |  | L711351 : Hot water cylinders
|  |  | D7185 : Art and design and craft classrooms | D7185 : Art and design and craft classrooms |  | L711352 : Cylinder jackets
|  |  | D7186 : Sixth form centres and common rooms | D7186 : Sixth form centres and common rooms |  | L7114 : Pumps for water supply and distribution
|  |  | D7189 : Other parts of education facilities | D7189 : Other parts of education facilities |  | L71141 : Pump sets (combined booster pumps and pressurised vessels)
|  |  | D719 : Other education facilities | D719 : Other education facilities |  | L71142 : Booster pumps
|  |  | D72 : Further education facilities | D72 : Further education facilities |  | L71143 : Pressurised vessels
|  |  | D721 : Universities | D721 : Universities |  | L71144 : Submersible pumps
|  |  | D7211 : Traditional universities | D7211 : Traditional universities |  | L71145 : Swimming pool pumps
|  |  | D7212 : Former polytechnics | D7212 : Former polytechnics |  | L7115 : Water treatment
|  |  | D722 : Polytechnics technical colleges general colleges of further education | D722 : Polytechnics technical colleges general colleges of further education |  | L71151 : Water filters purifiers
|  |  | D723 : Colleges of education | D723 : Colleges of education |  | L71152 : Water softeners conditioners
|  |  | D724 : Colleges of art and design | D724 : Colleges of art and design |  | L71153 : Ionizers ozone treatment
|  |  | D725 : Colleges and academies of music drama dance | D725 : Colleges and academies of music drama dance |  | L71154 : Additives for water treatment
|  |  | D726 : Adult education facilities | D726 : Adult education facilities |  | L71155 : Swimming pool water treatment
|  |  | D727 : Learned societies | D727 : Learned societies |  | L71156 : Ornamental pool water treatment
|  |  | D728 : Parts of further education facilities | D728 : Parts of further education facilities |  | L7116 : Pipes and pipework for water supply and distribution
|  |  | D7281 : General purpose lecture theatres | D7281 : General purpose lecture theatres |  | L71161 : Complete sets
|  |  | D7282 : General purpose teaching rooms other than lecture theatres | D7282 : General purpose teaching rooms other than lecture theatres |  | L71162 : Supply pipes
|  |  | D7283 : General purpose research rooms | D7283 : General purpose research rooms |  | L71163 : Pipe couplings and connectors
|  |  | D7284 : Science laboratories | D7284 : Science laboratories |  | L71164 : Expansion joints
|  |  | D72841 : For teaching | D72841 : For teaching |  | L71165 : Vibration (hammer) arrestors
|  |  | D72842 : For research | D72842 : For research |  | L71166 : Pressure reducers
|  |  | D7285 : Language laboratories | D7285 : Language laboratories |  | L7117 : Valves for water supply and distribution
|  |  | D7286 : Computer laboratories | D7286 : Computer laboratories |  | L71171 : Boundary chambers and stopcock chambers
|  |  | D7289 : Other parts of further education facilities | D7289 : Other parts of further education facilities |  | L71172 : Inlet and outlet valves
|  |  | D729 : Other further education facilities | D729 : Other further education facilities |  | L71173 : Isolation valves
|  |  | D73 : Scientific computing facilities (laboratories) | D73 : Scientific computing facilities (laboratories) |  | L71174 : Adjusting valves
|  |  | D731 : Computing facilities computer rooms | D731 : Computing facilities computer rooms |  | L71175 : Controlling valves
|  |  | D732 : Clean rooms | D732 : Clean rooms |  | L71176 : Non-return valves
|  |  | D733 : Instrument rooms | D733 : Instrument rooms |  | L71177 : Mixing valves
|  |  | D736 : Photography facilities | D736 : Photography facilities |  | L71178 : Stopcocks
|  |  | D7361 : Dark rooms | D7361 : Dark rooms |  | L71179 : Fire valves
|  |  | D737 : Observatories recording stations | D737 : Observatories recording stations |  | L7118 : Water meters
|  |  | D7371 : Meteorological stations | D7371 : Meteorological stations |  | L712 : Steam supply and storage and distribution
|  |  | D7372 : Geophysical stations | D7372 : Geophysical stations |  | L7121 : Components of steam supply systems
|  |  | D7373 : Seismographic stations | D7373 : Seismographic stations |  | L713 : Gas supply and storage and distribution
|  |  | D739 : Other scientific facilities | D739 : Other scientific facilities |  | L7131 : Storage of gases
|  |  | D74 : Assembly meeting facilities | D74 : Assembly meeting facilities |  | L71311 : Vacuum and pressurised air supply
|  |  | D741 : Conference centres | D741 : Conference centres |  | L71312 : Vessels for medical gases
|  |  | D742 : Trade centres | D742 : Trade centres |  | L71313 : Tanks for chemical and toxic gases
|  |  | D75 : Exhibition display facilities | D75 : Exhibition display facilities |  | L7132 : Compressors and pumps for gas supply and distribution
|  |  | D751 : Botanical gardens herbaria zoos | D751 : Botanical gardens herbaria zoos |  | L71321 : Gas compressors
|  |  | D752 : Aviaries | D752 : Aviaries |  | L71322 : Vacuum pumps
|  |  | D753 : Aquaria oceanaria | D753 : Aquaria oceanaria |  | L71323 : Pumps for industrial and medical gases
|  |  | D754 : Museums planetariums | D754 : Museums planetariums |  | L7133 : Treatment for industrial and medical gases
|  |  | D755 : Art galleries facilities for the display of art | D755 : Art galleries facilities for the display of art |  | L7134 : Gas meters
|  |  | D756 : Centres for general exhibitions | D756 : Centres for general exhibitions |  | L7135 : Terminals for supplied gases
|  |  | D757 : Centres for special kinds of exhibitions | D757 : Centres for special kinds of exhibitions |  | L71351 : Gas taps
|  |  | D7571 : Design centres | D7571 : Design centres |  | L7136 : Valves
|  |  | D7572 : Building centres | D7572 : Building centres |  | L714 : Liquid fuel supply and storage and distribution
|  |  | D7573 : Architecture centres | D7573 : Architecture centres |  | L7141 : Liquid fuel storage tanks (atmospheric pressure)
|  |  | D759 : Other exhibition and display facilities | D759 : Other exhibition and display facilities |  | L7142 : Storage vessels fuel gas and LPG (pressurised)
|  |  | D76 : Information and study facilities (libraries) | D76 : Information and study facilities (libraries) |  | L7143 : Liquid fuel pumps
|  |  | D761 : National libraries | D761 : National libraries |  | L715 : Supply storage and distribution of special liquids
|  |  | D762 : Public libraries | D762 : Public libraries |  | L7151 : Storage for special liquids
|  |  | D763 : University college school libraries | D763 : University college school libraries |  | L7152 : Pumps for special liquids
|  |  | D764 : Information facilities by special subject | D764 : Information facilities by special subject |  | L7153 : Treatment for special liquids
|  |  | D765 : Information facilities by form of material | D765 : Information facilities by form of material |  | L716 : Fixed fire suppression systems
|  |  | D7651 : Map libraries | D7651 : Map libraries |  | L7161 : Gaseous fire suppression
|  |  | D7652 : Audio-visual libraries | D7652 : Audio-visual libraries |  | L7162 : Chemical and foam fire suppression
|  |  | D7653 : Resource centres | D7653 : Resource centres |  | L7163 : Water mist (fine water spray)
|  |  | D7654 : Drawings and illustrations and photograph libraries | D7654 : Drawings and illustrations and photograph libraries |  | L7164 : Fire sprinklers
|  |  | D7655 : Newspaper libraries | D7655 : Newspaper libraries |  | L7165 : Deluge suppression
|  |  | D766 : Company libraries special libraries | D766 : Company libraries special libraries |  | L7166 : Fire suppression components
|  |  | D767 : Record offices archives patent offices | D767 : Record offices archives patent offices |  | L71661 : Fire hydrants
|  |  | D768 : Commercial lending libraries subscription libraries | D768 : Commercial lending libraries subscription libraries |  | L71662 : Fire fighting media (foam powder)
|  |  | D769 : Parts of information facilities | D769 : Parts of information facilities |  | L71663 : Fire pumps
|  |  | D7691 : Lending section | D7691 : Lending section |  | L71664 : Sprinkler heads
|  |  | D7692 : Reference section | D7692 : Reference section |  | L72 : Sanitary laundry cleaning equipment
|  |  | D7693 : Enquiry area | D7693 : Enquiry area |  | L721 : Sanitary equipment
|  |  | D7694 : Catalogue area | D7694 : Catalogue area |  | L7211 : Baths
|  |  | D7695 : Study areas | D7695 : Study areas |  | L72111 : Spa baths whirlpool baths
|  |  | D7696 : Photocopying computing areas | D7696 : Photocopying computing areas |  | L72112 : Deep soaking tubs
|  |  | D7699 : Other parts of information facilities | D7699 : Other parts of information facilities |  | L72113 : Sitzbaths
|  |  | D79 : Other educational etc. facilities | D79 : Other educational etc. facilities |  | L72114 : Baths with steps and and or seating
|  |  | D8 : Residential facilities | D8 : Residential facilities |  | L72115 : Footbaths
|  |  | D81 : Domestic residential facilities housing | D81 : Domestic residential facilities housing |  | L72116 : Communal washing units
|  |  | D811 : Housing by type | D811 : Housing by type |  | L72117 : Bath panels
|  |  | D8111 : Flats (apartments) | D8111 : Flats (apartments) |  | L72118 : Bath screens curtains
|  |  | D8112 : Maisonettes | D8112 : Maisonettes |  | L72119 : Splashbacks for baths
|  |  | D813 : Housing by size of development | D813 : Housing by size of development |  | L7212 : Washbasins
|  |  | D8131 : Individually-designed houses housing units | D8131 : Individually-designed houses housing units |  | L72121 : Vanity units
|  |  | D8132 : Small groups of houses single streets of houses | D8132 : Small groups of houses single streets of houses |  | L72122 : Hairdressers basins
|  |  | D8133 : Blocks of flats and maisonettes | D8133 : Blocks of flats and maisonettes |  | L72123 : Cloakroom hand rinse basins
|  |  | D8134 : Housing estates | D8134 : Housing estates |  | L72124 : Splashbacks for washbasins
|  |  | D814 : Housing by occupier | D814 : Housing by occupier |  | L7213 : Fountains
|  |  | D8141 : Old peoples housing sheltered housing | D8141 : Old peoples housing sheltered housing |  | L72131 : Drinking
|  |  | D8142 : Disabled peoples housing | D8142 : Disabled peoples housing |  | L72132 : Washing
|  |  | D8143 : Housing for mentally ill people | D8143 : Housing for mentally ill people |  | L7214 : Showers
|  |  | D8144 : Caretakers wardens housing | D8144 : Caretakers wardens housing |  | L72141 : Cabinets
|  |  | D8145 : Vicarages rectories etc. | D8145 : Vicarages rectories etc. |  | L72142 : Shower screens curtains
|  |  | D815 : Housing by owner | D815 : Housing by owner |  | L72143 : Shower trays
|  |  | D8151 : Owner-occupied housing | D8151 : Owner-occupied housing |  | L7215 : Bidets
|  |  | D8152 : Owned by private landlord | D8152 : Owned by private landlord |  | L7216 : Toilets
|  |  | D8153 : Council housing | D8153 : Council housing |  | L72161 : Biological toilets
|  |  | D8154 : Housing association housing | D8154 : Housing association housing |  | L72162 : Chemical toilets
|  |  | D8155 : Speculative housing housing for unspecified owner | D8155 : Speculative housing housing for unspecified owner |  | L72163 : Pans seats
|  |  | D819 : Other domestic residential facilities | D819 : Other domestic residential facilities |  | L72164 : WC cisterns
|  |  | D82 : Relaxation facilities living rooms | D82 : Relaxation facilities living rooms |  | L72165 : Connectors
|  |  | D83 : Sleeping facilities bedrooms | D83 : Sleeping facilities bedrooms |  | L7217 : Urinals
|  |  | D85 : Communal residential facilities | D85 : Communal residential facilities |  | L72171 : Trough urinals
|  |  | D852 : Hotels | D852 : Hotels |  | L72172 : Slab urinals
|  |  | D853 : Motels | D853 : Motels |  | L72173 : Stall urinals
|  |  | D854 : Guesthouses | D854 : Guesthouses |  | L72174 : Bowl urinals
|  |  | D855 : Hostels | D855 : Hostels |  | L72175 : Sparge pipes
|  |  | D8551 : Youth hostels | D8551 : Youth hostels |  | L7218 : Sanitary disposal units
|  |  | D8552 : Short stay housing | D8552 : Short stay housing |  | L72181 : Sanitary macerators and crushers
|  |  | D856 : Halls of residence | D856 : Halls of residence |  | L72182 : Sanitary incinerators
|  |  | D857 : Foyer buildings | D857 : Foyer buildings |  | L7219 : Body care
|  |  | D858 : Parts of communal residential facilities | D858 : Parts of communal residential facilities |  | L72191 : Sauna equipment
|  |  | D8581 : Single hotel bedrooms | D8581 : Single hotel bedrooms |  | L72192 : Steam baths and showers
|  |  | D85811 : With en-suite facilities | D85811 : With en-suite facilities |  | L722 : Laundry equipment
|  |  | D85812 : Without en-suite facilities | D85812 : Without en-suite facilities |  | L7221 : Washing machines
|  |  | D8582 : Double hotel bedrooms | D8582 : Double hotel bedrooms |  | L7222 : Clothes driers
|  |  | D85821 : With en-suite facilities | D85821 : With en-suite facilities |  | L7223 : Clothes airers
|  |  | D85822 : Without en-suite facilities | D85822 : Without en-suite facilities |  | L7224 : Trouser presses
|  |  | D8583 : Suite of hotel rooms | D8583 : Suite of hotel rooms |  | L7225 : Ironing and pressing equipment
|  |  | D8584 : Dormitories communal sleeping areas | D8584 : Dormitories communal sleeping areas |  | L7226 : Laundry folding machines
|  |  | D859 : Other communal residential facilities | D859 : Other communal residential facilities |  | L7227 : Laundry sinks troughs
|  |  | D86 : Historical residential facilities | D86 : Historical residential facilities |  | L7228 : Clothes lines
|  |  | D861 : Castles | D861 : Castles |  | L72281 : Rotary lines
|  |  | D862 : Chateaux | D862 : Chateaux |  | L72282 : Retractable lines
|  |  | D863 : Fortified houses | D863 : Fortified houses |  | L7229 : Dry cleaning equipment
|  |  | D864 : Other historical houses | D864 : Other historical houses |  | L723 : Other fittings linked to water supply and removal systems
|  |  | D868 : Parts of historical residential facilities | D868 : Parts of historical residential facilities |  | L7231 : Dishwashers
|  |  | D87 : Temporary mobile residential facilities | D87 : Temporary mobile residential facilities |  | L7232 : Sinks for kitchens bars
|  |  | D89 : Other residential facilities | D89 : Other residential facilities |  | L7233 : Equipment for laboratories medical use etc.
|  |  | D9 : Other facilities | D9 : Other facilities |  | L72331 : Sinks troughs
|  |  | D91 : Circulation | D91 : Circulation |  | L72332 : Bedpan washers
|  |  | D92 : Reception waiting facilities | D92 : Reception waiting facilities |  | L72333 : Surgical instrument sterilising equipment
|  |  | D94 : Sanitary changing facilities | D94 : Sanitary changing facilities |  | L7234 : Draining boards
|  |  | D941 : Lavatories public conveniences | D941 : Lavatories public conveniences |  | L7235 : Waste disposal units
|  |  | D942 : Bathrooms washing facilities | D942 : Bathrooms washing facilities |  | L724 : Cleaning equipment
|  |  | D943 : Saunas Turkish baths etc. | D943 : Saunas Turkish baths etc. |  | L7241 : Room cleaning equipment
|  |  | D945 : Changing dressing facilities | D945 : Changing dressing facilities |  | L72411 : Vacuum cleaners
|  |  | D95 : Cleaning maintenance facilities | D95 : Cleaning maintenance facilities |  | L72412 : Polishing machines
|  |  | D951 : Laundries | D951 : Laundries |  | L72413 : Carpet cleaning equipment
|  |  | D96 : Storage facilities | D96 : Storage facilities |  | L7242 : High pressure washing equipment
|  |  | D961 : General purpose storage facilities cloakrooms luggage rooms stock rooms waste storage facilities | D961 : General purpose storage facilities cloakrooms luggage rooms stock rooms waste storage facilities |  | L725 : Ancillary sanitary laundry cleaning equipment
|  |  | D962 : Domestic garages sheds etc. | D962 : Domestic garages sheds etc. |  | L7251 : Taps and terminals for water supply
|  |  | D963 : Liquid storage | D963 : Liquid storage |  | L72511 : Taps
|  |  | D964 : Hot storage | D964 : Hot storage |  | L725111 : Mixer taps
|  |  | D965 : Cold storage | D965 : Cold storage |  | L725112 : Spray taps
|  |  | D9651 : Refrigerated storage | D9651 : Refrigerated storage |  | L725113 : Bibcocks
|  |  | D9652 : Deep freeze storage | D9652 : Deep freeze storage |  | L7252 : Plugs and chains
|  |  | D966 : Secure storage | D966 : Secure storage |  | L7253 : Overflow fittings
|  |  | D97 : Plant control facilities | D97 : Plant control facilities |  | L7254 : Traps for sinks and basins
|  |  | D971 : Plant rooms | D971 : Plant rooms |  | L73 : Waste handling equipment
|  |  | D972 : Control rooms | D972 : Control rooms |  | L731 : Wet waste handling products
|  |  | D973 : Services facilities | D973 : Services facilities |  | L7311 : Complete wet waste handling systems
|  |  | E : Construction entities | E : Construction entities |  | L73111 : Rainwater reclamation
|  |  | E0 : Construction complexes | E0 : Construction complexes |  | L7312 : Underground pipes and fittings
|  |  | E1 : Pavements and landscaping | E1 : Pavements and landscaping |  | L73121 : Pipes and fittings
|  |  | E11 : Pavements permanent ways | E11 : Pavements permanent ways |  | L73122 : Sump pumps
|  |  | E111 : Rigid pavements | E111 : Rigid pavements |  | L7313 : Sanitary above ground pipes and fittings
|  |  | E112 : Rigid composite pavements | E112 : Rigid composite pavements |  | L73131 : Valves for sanitary pipes and fittings
|  |  | E113 : Flexible pavements | E113 : Flexible pavements |  | L7314 : Rainwater pipes and fittings
|  |  | E114 : Flexible composite pavements | E114 : Flexible composite pavements |  | L73141 : Complete pipe and guttering systems
|  |  | E12 : Hard landscaping | E12 : Hard landscaping |  | L73142 : Fascia and guttering systems
|  |  | E13 : Soft landscaping | E13 : Soft landscaping |  | L73143 : Internal rainwater systems
|  |  | E2 : Tunnels shafts cuttings | E2 : Tunnels shafts cuttings |  | L73144 : Roof outlets
|  |  | E21 : Tunnels | E21 : Tunnels |  | L73145 : Gutters
|  |  | E211 : Adits | E211 : Adits |  | L73146 : Downpipes and drain pipes
|  |  | E212 : Pilot tunnels | E212 : Pilot tunnels |  | L73147 : Siphonic drains
|  |  | E213 : Immersed tube tunnels | E213 : Immersed tube tunnels |  | L7315 : Channels gullies and gratings
|  |  | E214 : Headings | E214 : Headings |  | L7316 : Local wet waste pumps
|  |  | E22 : Shafts | E22 : Shafts |  | L73161 : Combined macerator-pumps
|  |  | E23 : Cuttings | E23 : Cuttings |  | L7317 : Local wet waste treatment
|  |  | E3 : Embankments retaining walls etc. | E3 : Embankments retaining walls etc. |  | L73171 : Package plant
|  |  | E31 : Embankments | E31 : Embankments |  | L73172 : Septic tanks
|  |  | E32 : Retaining and protecting walls | E32 : Retaining and protecting walls |  | L73173 : Cesspools
|  |  | E321 : Retaining walls | E321 : Retaining walls |  | L73174 : Interceptor tanks and filters and traps
|  |  | E322 : Protecting walls | E322 : Protecting walls |  | L73175 : Grey water recycling
|  |  | E33 : Dams | E33 : Dams |  | L7318 : Alarm systems for liquids
|  |  | E331 : Embankment dams | E331 : Embankment dams |  | L732 : Solid waste handling products
|  |  | E3311 : Earth dams | E3311 : Earth dams |  | L7321 : Local solid waste collection
|  |  | E3312 : Rock fill dams | E3312 : Rock fill dams |  | L73211 : Hoppers
|  |  | E3313 : Hydraulic fill dams | E3313 : Hydraulic fill dams |  | L73212 : Refuse disposal chutes
|  |  | E332 : Gravity dams | E332 : Gravity dams |  | L73213 : Dust control equipment
|  |  | E3321 : Gabion dams | E3321 : Gabion dams |  | L7322 : Local solid waste treatment
|  |  | E3322 : Crib dams | E3322 : Crib dams |  | L73221 : Incinerators
|  |  | E333 : Gravity arch dams | E333 : Gravity arch dams |  | L73222 : Compactors and balers
|  |  | E334 : Arch dams | E334 : Arch dams |  | L73223 : Crushers
|  |  | E335 : Buttress dams | E335 : Buttress dams |  | L73224 : Shredding machines
|  |  | E3351 : Arch buttress dams | E3351 : Arch buttress dams |  | L733 : Gaseous waste handling products
|  |  | E3352 : Flat slab buttress dams | E3352 : Flat slab buttress dams |  | L7331 : Flues and chimneys
|  |  | E3353 : Solid head buttress dams | E3353 : Solid head buttress dams |  | L73311 : Complete flue and chimney systems
|  |  | E4 : Tanks silos etc. | E4 : Tanks silos etc. |  | L73312 : Flue linings
|  |  | E41 : Containers for gases | E41 : Containers for gases |  | L73313 : Flue terminals chimney pots
|  |  | E42 : Tanks for liquids | E42 : Tanks for liquids |  | L73314 : Flue gas and fume treatment devices
|  |  | E43 : Silos | E43 : Silos |  | L73315 : Flue accessories
|  |  | E5 : Bridges viaducts | E5 : Bridges viaducts |  | L7332 : Alarm systems for gases
|  |  | E51 : Bridges by material of construction | E51 : Bridges by material of construction |  | L734 : Collected liquid waste handling products
|  |  | E511 : Steel girder bridges | E511 : Steel girder bridges |  | L7341 : Paint
|  |  | E5111 : Steel simple beam bridges | E5111 : Steel simple beam bridges |  | L74 : Electric power and lighting services products
|  |  | E5112 : Steel lattice girder bridges | E5112 : Steel lattice girder bridges |  | L741 : Power storage devices
|  |  | E5113 : Steel truss bridges | E5113 : Steel truss bridges |  | L7411 : Batteries
|  |  | E5114 : Steel box girder bridges | E5114 : Steel box girder bridges |  | L7412 : Uninterruptible power supply (UPS)
|  |  | E512 : Concrete girder bridges | E512 : Concrete girder bridges |  | L7413 : Other power storage devices
|  |  | E5121 : Post-tensioned concrete girder bridges | E5121 : Post-tensioned concrete girder bridges |  | L742 : Transformation devices
|  |  | E5122 : Pre-tensioned concrete girder bridges | E5122 : Pre-tensioned concrete girder bridges |  | L7421 : Electrical generators
|  |  | E5123 : Concrete girder bridges with no pre-stressing | E5123 : Concrete girder bridges with no pre-stressing |  | L74211 : Electrical generating sets
|  |  | E513 : Wooden bridges | E513 : Wooden bridges |  | L74212 : Turbine driven generating sets
|  |  | E514 : Masonry bridges | E514 : Masonry bridges |  | L74213 : Engine driven generating sets (gas or liquid fuel)
|  |  | E518 : Composite bridges | E518 : Composite bridges |  | L74214 : Wind driven generating sets
|  |  | E519 : Other | E519 : Other |  | L74215 : Combined electrical motor and generating sets
|  |  | E52 : Simple span bridges | E52 : Simple span bridges |  | L74216 : Photovoltaic cells and solar panels
|  |  | E53 : Cantilever bridges | E53 : Cantilever bridges |  | L7422 : Transformers and converters
|  |  | E54 : Cable stayed bridges | E54 : Cable stayed bridges |  | L74221 : Transformers
|  |  | E55 : Suspension bridges | E55 : Suspension bridges |  | L74222 : Conversion sets
|  |  | E56 : Arch bridges | E56 : Arch bridges |  | L7423 : Electric motors
|  |  | E561 : Masonry arch bridges | E561 : Masonry arch bridges |  | L74231 : Direct current motors
|  |  | E562 : Concrete arch bridges | E562 : Concrete arch bridges |  | L74232 : Alternating current motors
|  |  | E563 : Steel arch bridges | E563 : Steel arch bridges |  | L743 : Protection devices
|  |  | E57 : Movable bridges | E57 : Movable bridges |  | L7431 : Devices to protect against electric shocks
|  |  | E571 : Drawbridges | E571 : Drawbridges |  | L7432 : Protection of electricity supply
|  |  | E572 : Bascules | E572 : Bascules |  | L74321 : Devices to protect against excess current (fuses circuit breakers)
|  |  | E573 : Vertical lift bridges | E573 : Vertical lift bridges |  | L74322 : Overvoltage arresters
|  |  | E574 : Swing bridges | E574 : Swing bridges |  | L74323 : Fault protection devices
|  |  | E575 : Retractable bridges | E575 : Retractable bridges |  | L7433 : Lightning conductors
|  |  | E576 : Floating bridges | E576 : Floating bridges |  | L744 : Treatment devices
|  |  | E577 : Transporter bridges | E577 : Transporter bridges |  | L7441 : Power factor control devices
|  |  | E58 : Bridges by what carried | E58 : Bridges by what carried |  | L7442 : Harmonic control devices
|  |  | E581 : Foot bridges | E581 : Foot bridges |  | L745 : Measuring and recording devices
|  |  | E582 : Bridges carrying buildings | E582 : Bridges carrying buildings |  | L7451 : Meters
|  |  | E583 : Bridges carrying pipes or cables | E583 : Bridges carrying pipes or cables |  | L74511 : Power meters
|  |  | E59 : Bridges by geometry and scale other types of bridges | E59 : Bridges by geometry and scale other types of bridges |  | L74512 : Voltage meters
|  |  | E591 : Skew bridges | E591 : Skew bridges |  | L74513 : Resistance meters
|  |  | E592 : Curved bridges | E592 : Curved bridges |  | L74514 : Frequency meters
|  |  | E593 : Large span bridges | E593 : Large span bridges |  | L74515 : Multi-meters
|  |  | E594 : Multi-span bridges | E594 : Multi-span bridges |  | L7452 : Recording devices
|  |  | E595 : Through-girder bridges | E595 : Through-girder bridges |  | L74521 : Watt-hour recorders (electricity meters)
|  |  | E599 : Other types of bridges | E599 : Other types of bridges |  | L746 : Distribution devices
|  |  | E6 : Towers superstructures (excluding building | E6 : Towers superstructures (excluding building |  | L7461 : Power supply control devices
|  |  | E61 : Towers | E61 : Towers |  | L74611 : Switches
|  |  | E62 : Gantries | E62 : Gantries |  | L74612 : Distribution boards
|  |  | E63 : Chimneys (free standing) | E63 : Chimneys (free standing) |  | L74613 : Photoelectric cells
|  |  | E64 : Cooling towers | E64 : Cooling towers |  | L7462 : Conductors
|  |  | E65 : Lattice towers pylons | E65 : Lattice towers pylons |  | L74621 : LV cables
|  |  | E66 : Masts | E66 : Masts |  | L746211 : Wiring cables
|  |  | E7 : Pipelines ducts cables and channels | E7 : Pipelines ducts cables and channels |  | L74622 : HV cables
|  |  | E71 : Pipelines | E71 : Pipelines |  | L74623 : Busbars
|  |  | E72 : Cables power lines | E72 : Cables power lines |  | L7463 : Conduit trunking and ducts (floor ducting cable protection)
|  |  | E73 : Ducts | E73 : Ducts |  | L7464 : Control gear
|  |  | E731 : Duct networks | E731 : Duct networks |  | L7465 : Conductor couplings
|  |  | E732 : Jointing chambers | E732 : Jointing chambers |  | L7466 : Junction boxes terminal boxes
|  |  | E733 : Cable tunnels | E733 : Cable tunnels |  | L7467 : Insulators and insulation (other than cable protection)
|  |  | E734 : Cable ways | E734 : Cable ways |  | L7468 : Lighting control systems
|  |  | E74 : Manholes chambers | E74 : Manholes chambers |  | L747 : Terminal devices
|  |  | E75 : Channels trenches ditches etc. | E75 : Channels trenches ditches etc. |  | L7471 : Socket outlets
|  |  | E8 : Buildings | E8 : Buildings |  | L74711 : Shaving sockets
|  |  | E81 : Buildings defined by height and number of storeys | E81 : Buildings defined by height and number of storeys |  | L74712 : Adapters
|  |  | E811 : Single storey buildings | E811 : Single storey buildings |  | L74713 : Socket protectors
|  |  | E812 : Two storey buildings | E812 : Two storey buildings |  | L7472 : Plug connectors (pin plugs)
|  |  | E813 : Three storey buildings | E813 : Three storey buildings |  | L7473 : Fixed luminaires (lighting fittings)
|  |  | E819 : Tall buildings skyscrapers | E819 : Tall buildings skyscrapers |  | L74731 : Fixed luminaires for general lighting
|  |  | E82 : Buildings defined by relationship with adjacent buildings | E82 : Buildings defined by relationship with adjacent buildings |  | L74732 : Circulation luminaires and security lighting
|  |  | E821 : Detached buildings | E821 : Detached buildings |  | L747321 : Emergency lighting
|  |  | E822 : Semi-detached buildings | E822 : Semi-detached buildings |  | L747322 : Illuminated signs
|  |  | E823 : Linked and lean-to buildings | E823 : Linked and lean-to buildings |  | L747323 : Navigation lighting
|  |  | E824 : Terraces and parades | E824 : Terraces and parades |  | L747324 : Security lighting
|  |  | E825 : Infill buildings | E825 : Infill buildings |  | L74733 : Specialised location luminaires
|  |  | E826 : Buildings constructed over something air rights buildings | E826 : Buildings constructed over something air rights buildings |  | L747331 : Medical and hospital lighting
|  |  | E83 : Buildings defined by special form of construction | E83 : Buildings defined by special form of construction |  | L747332 : Display lighting
|  |  | E831 : Structures with cable tensioned fabric roofs | E831 : Structures with cable tensioned fabric roofs |  | L747333 : Stage theatre nightclub lighting
|  |  | E832 : Buildings with retractable roofs | E832 : Buildings with retractable roofs |  | L747334 : TV and film studio lighting
|  |  | E833 : Long-span large volume buildings supersheds | E833 : Long-span large volume buildings supersheds |  | L747335 : Photographic lighting
|  |  | E834 : System-built buildings volumetric buildings | E834 : System-built buildings volumetric buildings |  | L747336 : Underwater lighting
|  |  | E835 : Timber framed buildings and other structures | E835 : Timber framed buildings and other structures |  | L747337 : Street lighting
|  |  | E84 : Intelligent buildings | E84 : Intelligent buildings |  | L747338 : Lasers
|  |  | E85 : Mobile demountable temporary floating buildings | E85 : Mobile demountable temporary floating buildings |  | L74734 : Special purpose luminaires
|  |  | E851 : Mobile buildings | E851 : Mobile buildings |  | L747341 : Impact resistant lighting
|  |  | E852 : Demountable buildings | E852 : Demountable buildings |  | L747342 : Flameproof lighting
|  |  | E853 : Temporary buildings | E853 : Temporary buildings |  | L747343 : Dustproof lighting
|  |  | E854 : Floating buildings | E854 : Floating buildings |  | L747344 : Non-corroding lighting
|  |  | E86 : Underground buildings and other structures | E86 : Underground buildings and other structures |  | L747345 : Waterproof lighting
|  |  | E89 : Other types of buildings | E89 : Other types of buildings |  | L747346 : Infra-red lighting
L747347 : Ultra-violet lighting
L747348 : Floodlighting
L74735 : Light switches
L747351 : Dimmer switches
L747352 : Dolly and rocker switches
L747353 : Switches for flashing light effects
L747354 : Light-sensitive switches
L747355 : Lighting time switches
L74736 : Lighting accessories
L747361 : Diffusers
L747362 : Lampholders
L747363 : Lighting track
L747364 : Ballasts for fluorescent lamps
L747365 : Lampshades
L7474 : Lamps
L74741 : Light bulbs (incandescent lamps)
L74742 : Halogen lamps
L74743 : Discharge lamps
L74744 : Fibre optic lamps
L7475 : Lighting sources other than electricity
L75 : Climate control plant and equipment (HVAC)
L751 : Complete climate control systems
L7511 : Complete heating systems
L75111 : Micro-CHP packages
L7512 : Complete cooling systems
L7513 : Complete mechanical ventilation systems
L7514 : Complete air conditioning systems
L75141 : Purpose designed central air conditioning systems
L75142 : Packaged systems self-contained
L75143 : Packaged systems split system
L75144 : Close control systems
L752 : Transformation and conversion of energy
L7521 : Boilers central heat generators
L75211 : Gas fired boilers
L75212 : Oil fired boilers
L75213 : Electric boilers
L75214 : Solid fuel boilers
L75215 : Multi-fuel boilers
L75216 : Heat generators warm air
L75217 : Steam generators
L75218 : Heat generators thermal liquid
L7522 : Electric heaters
L75221 : Convectors
L75222 : Storage heaters
L75223 : Combined convector and convector-storage heaters
L75224 : Electric bar heaters (electric fires)
L75225 : Radiant heat and light
L75226 : Halogen heat lamps
L75227 : Embedded electric heating terminals
L75228 : Surface heating products
L7523 : Non-electric local heating units
L75231 : Gas fires
L75232 : Space heaters (other than electric)
L75233 : Open fires (solid fuel)
L75234 : Stoves (solid fuel)
L75235 : Oil heaters
L75236 : Fires with back boilers
L7524 : Heat pumps
L7525 : Refrigeration and freeze plant
L75251 : Refrigerant condensers
L75252 : Refrigerant evaporators
L75253 : Refrigerant compressors
L75254 : Refrigerant coolers
L75255 : Refrigeration and freeze media
L7526 : Local cooling and air conditioning units
L75261 : Room air conditioners self-contained
L75262 : Portable air conditioning units
L75263 : Air curtains
L7527 : Solar collectors
L7528 : Heat exchangers and heat recovery
L7529 : Cooling towers
L753 : Impelling equipment
L7531 : HVAC circulation pumps
L75311 : Circulation pumps hot water
L75312 : Circulation pumps chilled water
L75313 : Pumps accessories
L7532 : HVAC compressors
L7533 : HVAC fans for ductlines
L7534 : Mechanical ventilation extraction
L75341 : Industrial extraction fans
L75342 : Emergency smoke and fire extraction and vents
L75343 : Fume cupboards fume extraction
L75344 : Fans domestic
L75345 : Fan accessories
L75346 : Room air circulation fans
L7535 : Natural ventilation and extraction
L75351 : Passive stack ventilation systems
L75352 : Wind tower ventilation systems
L7536 : Mechanical ventilation supply
L75361 : Industrial supply fans
L754 : Treatment
L7541 : Treatment of circulation liquids
L7542 : Supply air treatment
L75421 : Air filters
L75422 : Humidifiers
L75423 : Dehumidifiers
L75424 : Ionizers
L75425 : Air fresheners
L755 : Measuring detection and control devices
L7551 : Temperature controls
L75511 : Zone controls
L75512 : Optimum start controls
L75513 : Programmers
L75514 : Room thermostats
L75515 : Frost-stats
L7552 : Plant and services control
L75521 : Pressure controls
L75522 : Flow controls
L75523 : Concentration controls
L756 : Distribution
L7561 : Ductwork ducts
L75611 : Ductwork valves
L75612 : Fire dampers for air ductlines
L75613 : Fire shutters for air ductlines
L75614 : Guide vanes
L75615 : Air mixers
L75616 : Ductwork couplings and connectors
L75617 : Access fittings for ductwork
L75618 : Duct silencers
L7562 : Central heating terminals
L75621 : Radiators
L756211 : Air separators
L756212 : Radiator valves
L75622 : Convectors for central heating
L75623 : Radiation panels
L75624 : Embedded heating terminals
L75625 : Finned pipes
L75626 : Heated towel rails
L75627 : Underfloor heating
L7563 : Terminals for treated and untreated air
L7564 : Chilled ceilings and chilled beams
L757 : Maintenance and testing products
L7571 : Maintenance of climate control and services plant
L7572 : Plant and service test equipment
L76 : Information and communication services products
L761 : General information systems
L7611 : Audio information
L76111 : Audio systems
L76112 : Sound signal systems
L76113 : Public address systems
L76114 : Paging systems
L76115 : Amplifiers
L76116 : Loudspeakers
L76117 : Microphones
L76118 : Induction loop systems
L7612 : Visual information
L76121 : Time distribution systems
L76122 : News tray systems
L76123 : Projection systems
L761231 : Projection screens
L761232 : Slide projectors
L761233 : Overhead projectors
L76124 : Visual signals for buildings
L7613 : Audio-visual information
L76131 : Broadcasting equipment
L76132 : Broadcast receiving equipment
L76133 : AV recording equipment
L76134 : Presentation systems
L761341 : Video monitors and walls
L761342 : Film projectors
L762 : Safety and security information systems
L7621 : Access controls
L76211 : Access and counting systems
L76212 : Code reading systems
L76213 : Electronic key systems
L76214 : Time management systems
L7622 : Presence detection
L76221 : Systems
L762211 : Intruder alarms
L762212 : Continuous wiring systems
L762213 : Vibration detector systems
L762214 : Light beam systems
L762215 : Ultrasonic systems
L762216 : Air pressure differential systems
L762217 : Electrical capacitance systems
L762218 : Manual alert control
L76222 : Devices
L762221 : Surveillance mirrors
L762222 : Micro-switch contacts for doors and windows
L762223 : Pressure mats
L762224 : Infra-red radiation detectors
L762225 : Microphone connected noise detectors
L762226 : Microwave detectors
L7623 : Emergency alarms
L76231 : Alarm systems for the disabled
L7624 : Built-in failure detection
L7625 : Fire and smoke detection and alarm systems
L76251 : Control and indicating equipment
L76252 : Fire and smoke detectors
L76253 : Alarms and sounders
L76254 : Alarm glass
L7626 : Closed circuit television systems (CCTV)
L76261 : Cameras
L76262 : Monitors
L7627 : Door bells and chimes
L763 : Communication systems (two-way transmission)
L7631 : Telephone based systems
L76311 : Single line telephone systems
L763111 : Answering machines
L763112 : Fax machines
L76312 : Multiple line telephone systems
L763121 : Private automatic branch exchange systems (PABX)
L763122 : Direct in-dialling systems (DID)
L7632 : Intercom systems
L76321 : Door entry telephones
L7633 : Conference systems
L7634 : Voting systems
L764 : Building management systems
L7641 : BEMS
L7642 : Home control systems
L765 : Pipe inspection CCTV systems
L766 : Communication cables
L7661 : Coaxial
L7662 : Fibre optic
L77 : Transport services products
L771 : Lifts
L7711 : Suspended
L7712 : Hydraulic
L7713 : Rack and pinion
L7714 : Scissor lifts
L7715 : Stairlifts
L7716 : Hoists for disabled users
L772 : Escalators and conveyors
L7721 : Moving pavements travellators
L7722 : Escalators
L7723 : Goods conveyors
L773 : Building envelope maintenance systems
L7731 : Platforms cradles
L7732 : Hoists
L7733 : Roof trolley systems
L7734 : Gantries
L7735 : Safety tracks cradle tracks
L7736 : Ladders for maintenance systems
L774 : Tube conveyors
L775 : Automated guided systems
L7751 : Automated document filing and retrieval
L7752 : Automated guided vehicles
L776 : Loading bay equipment
L78 : General purpose and ancillary services products
L781 : Ancillary pipework and ductwork products
L7811 : Sealants for services
L7812 : Network identification
L78121 : Identification tape
L7813 : Pipe and duct collars
L7814 : Pipe and duct closures
L7815 : Pipe and duct supports
L78151 : Clamps
L78152 : Shoes
L78153 : Slide bearings
L78154 : Plates
L78155 : Test plugs
L782 : Services supports and enclosures
L7821 : Conduit and fittings
L7822 : Trunking
L78221 : Skirting and dado trunking systems
L78222 : Underfloor trunking
L7823 : Cable trays and ladders
L7824 : Underground enclosures
L783 : General fixings for services
L7831 : Cable clips
L7832 : Magnetic fixings
L784 : Proofings and insulation and tape for services
L7841 : Thermal insulation and linings
L78411 : Pipe lagging
L7842 : Fire proofing
L78421 : Pipe sleeves
L78422 : Pipe pillows
L7843 : Vibration damping
L7844 : Acoustic insulation
L7845 : Tape
L78451 : Frost protection tapes
L78452 : Corrosion resistant tapes
L78453 : Jointing tape
L7846 : Cables for frost protection
L785 : Products for maintenance of services
L7851 : Pipe and drain clearing and unblocking
L7852 : Leak repair for pipework
L7853 : Descaling products
L7854 : Lubricants
L786 : Measuring detection and control devices
L7861 : General measuring instruments
L78611 : Thermometers
L78612 : Concentration measuring
L78613 : Volume measuring
L78614 : Level measuring
L78615 : Weighing instruments
L78616 : Moisture detectors meters
L7862 : Plant and service controls
L78621 : Leak detection
L78622 : Cable monitoring
L7863 : Hydraulic and pneumatic process controls
L8 : Fixtures and furnishings
L81 : External furniture and fittings
L811 : Street furniture
L8111 : Bollards
L81111 : Collapsible bollards (for parking)
L81112 : Illuminated bollards
L8112 : Public lighting columns
L8113 : Bins
L81131 : Litter
L81132 : Salt and grit
L8114 : Tree grilles
L81141 : Tree guards ties
L8115 : Signs
L81151 : Advertising hoardings
L81152 : Pedestrian signs
L81153 : Finger posts
L81154 : Street nameplates
L8116 : Street amenities
L81161 : Bus shelters
L81162 : Storage fittings for services and maintenance
L8117 : Planters
L812 : Garden and park furniture
L8121 : Garden and patio seating and tables
L8122 : Garden umbrellas
L8123 : Sundials
L8124 : Garden ornaments
L8125 : Bird products
L81251 : Bird baths
L81252 : Bird boxes
L8126 : Plant products
L81261 : Tubs for plants
L81262 : Horticultural products
L81263 : Vegetable plants
L81264 : Plant protection devices
L8127 : Water features
L81271 : External pools ponds lakes
L81272 : Ornamental fountains
L81273 : Waterfalls
L81274 : Cascades
L8128 : Decking
L813 : Playground sports ground fittings equipment
L8131 : Sports grounds and fittings
L81311 : Grass and turf
L81312 : Artificial grass and turf
L81313 : Other porous surfaces
L81314 : Artificial ski slopes
L81315 : Artificial ice rinks
L81316 : Line markers
L81317 : Goalposts etc.
L81318 : Spectator seating
L8132 : Playground fittings
L81321 : Climbing frames
L81322 : Slides
L81323 : Swings
L81324 : Roundabouts
L81325 : Animals springers
L81326 : Special needs playground fittings
L81327 : Safety surfaces
L8133 : Swimming pools
L81331 : Water slides flumes
L81332 : Diving boards
L81333 : Ladders
L814 : General amenities
L8141 : Bicycle racks
L8142 : Seating and tables for public external use
L8143 : Flagpoles
L8144 : Weathervanes
L8145 : Memorials statuary
L815 : Surfacing reinforcements
L8151 : Grass reinforcements
L8152 : Other reinforcements
L82 : Domestic and general furniture and fittings
L821 : Cloakroom and clothes storage furniture fittings
L8211 : Furniture
L82111 : Wardrobes
L82112 : Chests of drawers
L82113 : Lockers
L82114 : Cloakroom units
L82115 : Clothes drying cabinets
L8212 : Fittings
L82121 : Coat racks
L82122 : Hatstands
L82123 : Shoe trees
L82124 : Coat hooks
L82125 : Coat hangers
L82126 : Umbrella stands
L82127 : Wardrobe rails
L822 : Living and dining room furniture
L8221 : Tables
L8222 : Chairs
L8223 : Settees easy chairs
L8224 : Stools
L8225 : Benches
L8226 : Chaises longues
L8227 : Sofa beds chair beds futons
L823 : Bedroom furniture
L8231 : Beds
L82311 : Foldaway beds
L82312 : Bunk beds
L82313 : Divans
L82314 : Waterbeds
L8232 : Headboards
L8233 : Cots cradles
L8234 : Bedside units
L8235 : Dressing tables
L8236 : Nursery and childrens furniture
L8237 : Mattresses
L824 : Bathroom toilet furniture and fittings
L8241 : Bathroom cabinets
L8242 : Driers
L82421 : Hand driers
L82422 : Face driers
L82423 : Hair driers
L82424 : Whole body driers
L8243 : Towel dispensers
L8244 : Sanitary dispensers
L8245 : Towel rails
L8246 : Soap holders and dispensers
L8247 : Nappy changing units
L825 : Non-clothes storage furniture
L8251 : Domestic storage furniture
L82511 : Cupboards
L82512 : Chests
L82513 : Sideboards
L82514 : Dressers
L8252 : Office storage furniture
L82521 : Filing cabinets
L82522 : Plan and map chests
L82523 : Desk tidies
L82524 : Carousels
L825241 : Vertical
L825242 : Horizontal
L82525 : Trolleys
L8253 : Media storage
L82531 : Computer print-out storage
L82532 : Computer tape and disk storage
L82533 : Microfilm and fiche storage
L8254 : Storage systems
L82541 : Movable aisle systems
L82542 : Index storage systems
L82543 : Rotary storage systems
L82544 : Suspension storage systems
L82545 : Fire resistant storage
L826 : Shelving
L8261 : Shelves
L8262 : Supports brackets
L8263 : Racking
L827 : Refuse disposal furniture
L8271 : Bins
L8272 : Ashtrays
L8273 : Refuse bag holders
L8274 : Sanitary waste disposal containers
L828 : Fireplaces
L8281 : Fire surrounds
L8282 : Firebacks
L8283 : Fenders
L8284 : Hearths
L8285 : Hoods
L829 : Garage furniture fittings
L83 : Catering furniture
L831 : Kitchen furniture
L8311 : Complete sets
L8312 : Single units
L83121 : Floor units
L83122 : Wall units
L8313 : Kitchen worktops
L8314 : Kitchenettes
L832 : Specialised food storage and display furniture
L8321 : Refrigerators
L8322 : Freezers
L8323 : Fridge-freezers
L8324 : Hot cupboards
L8325 : Cold cabinets refrigerated display cabinets
L83251 : Drinks chillers
L83252 : Water coolers
L83253 : Icemakers
L8326 : Bottle racks
L8327 : Bains marie
L8328 : Snack cabinets
L833 : Food preparing and serving furniture
L8331 : Catering ventilation
L83311 : Extractor hoods
L8332 : Cookers ovens stoves
L8333 : Hotplates
L8334 : Ranges
L8335 : Grills
L8336 : Fryers
L8337 : Barbecues
L8338 : Small specialised cooking equipment
L8339 : Drink making equipment
L834 : Restaurant canteen furniture
L8341 : Bars and serveries
L83411 : Refrigerated bars
L8342 : Chairs seating units
L8343 : Tables
L84 : Educational cultural display furniture fittings
L841 : Educational entertainment furniture fittings
L8411 : Auditorium seating
L8412 : Classroom furniture
L8413 : Stages
L8414 : Podia
L8415 : Audience stands
L8416 : Scenery docks
L8417 : Suspension systems
L8418 : Curtain sets
L842 : Religious furniture fittings
L8421 : Religious seating pews
L8422 : Church furniture
L84221 : Lecterns
L84222 : Pulpits
L84223 : Choir screens
L84224 : Organs organ cases and screens
L84225 : Fonts
L8423 : Synagogue furniture
L8424 : Mosque furniture
L8425 : Temple furniture
L8426 : Funerary furniture and fittings
L8427 : Crematoria furniture and fittings
L8428 : Bells bellframes fittings
L843 : Library and archive furniture fittings
L8431 : Shelving
L8432 : Filing furniture
L8433 : Display furniture
L844 : Museum art gallery furniture fittings
L8441 : Display cabinets racks
L8442 : Gallery hanging systems
L8443 : Stands pedestals
L8444 : Museum showcases
L845 : General display furniture and fittings signs in general
L8451 : Exhibition stands shell schemes
L8452 : Display screens
L8453 : Pin boards notice boards
L8454 : Writing boards
L84541 : Blackboards
L84542 : Dry marker boards
L8455 : Poster display units
L84551 : Illuminated
L84552 : Indoor
L84553 : Outdoor
L8456 : Safety signs information signs
L84561 : Nameplates
L8457 : Lettering and numerals
L8458 : Plaques
L8459 : Visual message systems
L84591 : Scoreboards
L84592 : Moving light displays
L84593 : Indicator boards
L846 : Sports leisure fittings equipment
L8461 : Arcade machines
L8462 : Gymnasium equipment
L84621 : Gymnasium and dance flooring systems
L8463 : Fitness and exercise equipment
L8464 : Nets
L8465 : Equipment storage racks
L8466 : Solaria and sunbed equipment
L85 : Work environment furniture fittings
L851 : Scientific furniture fitments
L8511 : Laboratory furniture workbenches etc.
L8512 : Laboratory worktops
L8513 : Language laboratory equipment
L8514 : Sterilisation and contamination control equipment
L852 : Medical furniture fittings
L8521 : Consulting couches
L8522 : Hospital beds
L8523 : Hospital bedheads
L8524 : Curtains and screening
L8525 : Medical equipment stands
L8526 : Operating theatre equipment
L8527 : Mortuary furniture fittings
L8528 : Post-mortem and dissection tables
L8529 : Dentistry fittings
L853 : Office furniture
L8531 : Desks and tables
L85311 : Reception desks
L85312 : Computer desks
L8532 : Drawing office equipment drawing boards
L8533 : Seating office chairs
L8534 : Ergonomic accessories
L85341 : Footrests
L85342 : Armrests
L85343 : Copyholders
L8535 : Screens and open plan office partitions
L8536 : Conference room furniture
L854 : Manufacturing furniture
L8541 : Workbenches
L8542 : Darkroom fittings
L855 : Agricultural furniture fittings
L856 : Abattoir fittings
L857 : Shop furniture vending machines
L8571 : Counters
L8572 : Shop display fittings
L85721 : Mobile display fittings
L8573 : Shop storage fittings
L8574 : Vending machines
L85741 : Packaged goods vending machines
L85742 : Food and drink vending machines
L85743 : Sanitary product vending machines
L85744 : Contraceptives vending machines
L85745 : Printed products vending machines
L85746 : Shaving product vending machines
L8575 : Ticket machines
L8576 : Change machines
L8577 : Specialised retail shelving
L858 : Security furniture
L8581 : Bank and building society fittings
L85811 : Anti-bandit screens
L85812 : Automated banking equipment
L85813 : Counters
L8582 : Safes strongrooms vaults
L8583 : Point of sale units and tills
L8584 : Key security cabinets
L8585 : Prison furniture and fittings
L86 : Communication fittings
L861 : Post fittings
L8611 : Post boxes
L8612 : Postroom racks
L8613 : Pigeonholes
L8614 : Post trolleys
L8615 : Post handling equipment
L8616 : Franking machines
L862 : Telephone booths
L863 : Acoustic hoods
L864 : Directory boards
L87 : Furnishings ornaments internal decoration
L871 : Soft furnishings
L8711 : Rugs and ornamental carpets
L8712 : Mats
L8713 : Mat frames
L8714 : Curtains drapes
L87141 : Curtain tracks rods fittings
L87142 : Pelmets swags tie-backs
L8715 : Upholstery
L8716 : Cushions padding beanbags
L8717 : Bedding
L8718 : Tablecloths placemats etc.
L8719 : Trimmings
L872 : Plant display furniture
L8721 : Planters
L8722 : Vases
L8723 : Indoor plants
L87231 : Flowers
L87232 : Irrigation systems
L8724 : Artificial plants
L873 : Ornaments decoration
L8731 : Ornaments
L8732 : Mirrors
L8733 : Ornamental screens
L8734 : Artworks
L8735 : Clocks
L8736 : Wallhangings
L87361 : Tapestries
L874 : Internal pools ponds
L88 : Portable fire suppression systems
L881 : Fire extinguishers
L8811 : Fire extinguisher cabinets
L882 : Hoses hose reels and enclosures and cabinets
L8821 : Fire hoses
L8822 : Fire hose reels
L8823 : Fire hose enclosures and cabinets
L883 : Fire blankets
L884 : Fire buckets
L89 : Furniture accessories
L891 : Cabinet hardware
L8911 : Drawer slides and runners
L8912 : Castors
L8913 : Locks for furniture
L8914 : Flapstays
25-50-20/120
25-50-20/120A
25-50-20/120B
25-50-20/120C
25-50-20/120D
45-35-72/360
45-35-72/380
45-35-72/354
45-35-72/334
45-35-72/358
45-35-72/344B
45-35-72/382
45-35-72/344A
45-35-72/350
45-35-72/348
25-50-20/180
35-70-70/124A
25-50-20/120E
E2020200:Furniture & Accessories
25-05-60/160A
25-05-60/160B
45-35-72/336
35-80-30/110
45-35-72/322
90-40-05
90-50-40
90-75-30
45-35-72/368
90-40-35/335
90-60-50/405